## Watkins Mill
Facility# | Facility Name | Barcode# | AssetNum | Description | Manufacturer | Model | EqCode | SerialNum | WarrantyExpDate | Eq Location | Status
545 | Watkins Mill HS | E77747 | 56208 | BLDSERV-CLEANER UPRIGHT | WINDSOR | XP18 | CE-VACUPRIGHT | R61006347 | NULL | NULL | OPERATING
545 | Watkins Mill HS | E88998 | 56232 | BLDSERV-CLEANER UPRIGHT | WINDSOR | XP18 | CE-VACUPRIGHT | R61006349 | NULL | NULL | OPERATING
545 | Watkins Mill HS | E90353 | 56233 | BLDSERV-CLEANER UPRIGHT | KARCHER | CW50 | CE-VACUPRIGHT | 176315 | NULL | NULL | OPERATING
545 | Watkins Mill HS | 110083423 | 67016 | HVAC - Portable Dehumidifiers | SOLEUS AIR | GL-DEG-70-2 | H-PBDHUMI | NULL | 41524 | Building Service Storage Closet | OPERATING
545 | Watkins Mill HS | 110018655 | 11500 | Bms (Ems) - Panel | Square D | 5275-6 | B-PANL | NONE | NULL | Room By Boiler Room, Electrical Room | OPERATING
545 | Watkins Mill HS | 110018656 | 11501 | Bms (Ems) - Panel | Square D | 5275-6 | B-PANL | NONE | NULL | Room By Boiler Room, Electrical Room | OPERATING
545 | Watkins Mill HS | 110018661 | 11502 | Electric - Main Breaker | Square D | 44-92867-64A | E-MB | C157342 | NULL | Electrical Room G011 | OPERATING
545 | Watkins Mill HS | 110018974 | 11503 | Electric - Main Breaker | Square D | 44-17751-10 | E-MB | NONE | NULL | Room By Classroom Electrical Room | OPERATING
545 | Watkins Mill HS | 110018436 | 11504 | Electric - Panelboard | Square D | NQOD424L100CU | E-PANEL | NONE | NULL | Room By Classroom E003, Outide Elec Room | OPERATING
545 | Watkins Mill HS | 110018437 | 11505 | Electric - Panelboard | Cutler-Hammer | HULY89910 001 | E-PANEL | YS2036 | NULL | Room By Classroom E003, Outide Elec Room | OPERATING
545 | Watkins Mill HS | 110018440 | 11506 | Electric - Panelboard | Cutler-Hammer | HULY89910-008 | E-PANEL | NONE | NULL | Room By Classroom E003, Outide Elec Room | OPERATING
545 | Watkins Mill HS | 110018583 | 11507 | Electric - Panelboard | Cutler-Hammer | PRL1 | E-PANEL | HULY89910 003 | NULL | Hall By Classroom E202 | OPERATING
545 | Watkins Mill HS | 110018584 | 11508 | Electric - Panelboard | Cutler-Hammer | PRL1 | E-PANEL | HULY89910 002 | NULL | Hall By Classroom E202 | OPERATING
545 | Watkins Mill HS | 110018591 | 11510 | Electric - Panelboard | Cutler-Hammer | PRL1 | E-PANEL | HULY89910 007 | NULL | Room By Classroom E203, E211 | OPERATING
545 | Watkins Mill HS | 110018592 | 11511 | Electric - Panelboard | Cutler-Hammer | PRL1 | E-PANEL | HULY89910006 | NULL | Computer Lab E106 | OPERATING
545 | Watkins Mill HS | 110018593 | 11512 | Electric - Panelboard | Cutler-Hammer | PRL1 | E-PANEL | HULY89910 004 | NULL | Hall By Computer Lab E106 | OPERATING
545 | Watkins Mill HS | 110018621 | 11513 | Electric - Panelboard | Square D | SERIES E-1 | E-PANEL | NEHB-42441-2CU | NULL | Concession Stand, Lower Level | OPERATING
545 | Watkins Mill HS | 110018622 | 11514 | Electric - Panelboard | Square D | NEHB | E-PANEL | NONE | NULL | Concession Stand Announcer Booth/Lower | OPERATING
545 | Watkins Mill HS | 110018623 | 11515 | Electric - Panelboard | Square D | NQOD | E-PANEL | NONE | NULL | Concession Stand Announcer Booth/Lower | OPERATING
545 | Watkins Mill HS | 110018629 | 11516 | Electric - Panelboard | Square D | 44-92866-77 | E-PANEL | NONE | NULL | Room By Gym In Electrical Room G110 | OPERATING
545 | Watkins Mill HS | 110018630 | 11517 | Electric - Panelboard | Square D | NQ0D442L225CU | E-PANEL | NONE | NULL | Room By Gym In Electrical Room G110 | OPERATING
545 | Watkins Mill HS | 110018632 | 11518 | Electric - Panelboard | Square D | 3274-6 | E-PANEL | HC2674TS | NULL | Storage By Gym, G110 | OPERATING
545 | Watkins Mill HS | 110018633 | 11519 | Electric - Panelboard | Square D | 44-92866-77 | E-PANEL | NONE | NULL | Room By Gym In Electrical Room G110 | OPERATING
545 | Watkins Mill HS | 110018646 | 11520 | Electric - Panelboard | Square D | 44-92866-77 | E-PANEL | NONE | NULL | Room By Boiler Room, Electrical Room | OPERATING
545 | Watkins Mill HS | 110018647 | 11521 | Electric - Panelboard | Square D | 44-92866-77 | E-PANEL | NONE | NULL | Room By Boiler Room, Electrical Room | OPERATING
545 | Watkins Mill HS | 110018649 | 11522 | Electric - Panelboard | Square D | 44-92866-77 | E-PANEL | NONE | NULL | Room By Boiler Room, Electrical Room | OPERATING
545 | Watkins Mill HS | 110018658 | 11523 | Electric - Panelboard | Square D | NQODQ2 | E-PANEL | NONE | NULL | Room By Boiler Room, Electrical Room | OPERATING
545 | Watkins Mill HS | 110018659 | 11524 | Electric - Panelboard | Square D | NQOD442L225CU | E-PANEL | E2 | NULL | Room By Boiler Room, Electrical Room | OPERATING
545 | Watkins Mill HS | 110018662 | 11525 | Electric - Main Breaker | Square D | 44-92867-64A | E-MB | NONE | NULL | Electrical Room G011 | OPERATING
545 | Watkins Mill HS | 110018663 | 11526 | Electric - Main Breaker | Square D | 44-92867-64A | E-MB | NONE | NULL | Electrical Room G011 | OPERATING
545 | Watkins Mill HS | 110018664 | 11527 | Electric - Main Breaker | Square D | 44-92867-64A | E-MB | C168712 | NULL | Electrical Room G011 | OPERATING
545 | Watkins Mill HS | 110018734 | 11528 | Electric - Panelboard | Square D | NQOD430L100CU | E-PANEL | NONE | NULL | TV ROOM | OPERATING
545 | Watkins Mill HS | 110018812 | 11529 | Electric - Panelboard | Square D | 44-17751-10 | E-PANEL | NONE | NULL | Room By Classroom C203, Electrical Room | OPERATING
545 | Watkins Mill HS | 110018813 | 11530 | Electric - Panelboard | Square D | 44-17751-10 | E-PANEL | NONE | NULL | Room By Classroom C203, Electrical Room | OPERATING
545 | Watkins Mill HS | 110018815 | 11531 | Electric - Panelboard | Square D | NQ0D442L225CU | E-PANEL | E2 | NULL | Room By Classroom C203, Electrical Room | OPERATING
545 | Watkins Mill HS | 110018816 | 11532 | Electric - Panelboard | Square D | NQ0D430L225CU | E-PANEL | NONE | NULL | Room By Classroom C203, Electrical Room | OPERATING
545 | Watkins Mill HS | 110018819 | 11533 | Electric - Panelboard | Square D | 44-17751-10 | E-PANEL | MHC62S | NULL | Room By Classroom D202, Electrical Room | OPERATING
545 | Watkins Mill HS | 110018820 | 11534 | Electric - Panelboard | Square D | NQOD442L225CU | E-PANEL | NONE | NULL | Room By Classroom D202, Electrical Room | OPERATING
545 | Watkins Mill HS | 110018822 | 11535 | Electric - Panelboard | Square D | 44-17751-10 | E-PANEL | NONE | NULL | Room By Classroom D202, Electrical Room D205 | OPERATING
545 | Watkins Mill HS | 110018823 | 11536 | Electric - Panelboard | Square D | 44-17751-10 | E-PANEL | NONE | NULL | Room By Classroom D202, Electrical Room D205 | OPERATING
545 | Watkins Mill HS | 110018825 | 11537 | Electric - Panelboard | Square D | 44-17751-10 | E-PANEL | NONE | NULL | Room By Classroom D200, Electrical Room C211 | OPERATING
545 | Watkins Mill HS | 110018826 | 11538 | Electric - Panelboard | Square D | 44-17751-10 | E-PANEL | NONE | NULL | Room By Classroom D200, Electrical Room C211 | OPERATING
545 | Watkins Mill HS | 110018828 | 11539 | Electric - Panelboard | Square D | 44-17751-10 | E-PANEL | NONE | NULL | Room By Classroom D200, Electrical Room | OPERATING
545 | Watkins Mill HS | 110018829 | 11540 | Electric - Panelboard | Square D | NQOD442L400CU | E-PANEL | NONE | NULL | Room By Classroom D200, Electrical Room | OPERATING
545 | Watkins Mill HS | 110018830 | 11541 | Electric - Panelboard | Square D | NQ0D430L225CU | E-PANEL | NONE | NULL | Room By Classroom A209, Electrical Room B211 | OPERATING
545 | Watkins Mill HS | 110018831 | 11542 | Electric - Panelboard | Square D | NQ0D442L225CU | E-PANEL | NONE | NULL | Room By Classroom A209, Electrical Room B211 | OPERATING
545 | Watkins Mill HS | 110018832 | 11543 | Electric - Panelboard | Square D | NQ0D430L225CU | E-PANEL | NONE | NULL | Room By Classroom A209, Electrical Room B211 | OPERATING
545 | Watkins Mill HS | 110018836 | 11544 | Electric - Panelboard | Square D | 44-17751-10 | E-PANEL | NONE | NULL | Room By Classroom A209, B211 Electrical | OPERATING
545 | Watkins Mill HS | 110018837 | 11545 | Electric - Panelboard | Square D | 44-17751-10 | E-PANEL | NH534TS | NULL | Room By Classroom A209, B211 Electrical | OPERATING
545 | Watkins Mill HS | 110018845 | 11546 | Electric - Panelboard | Square D | NQOD430L100CU | E-PANEL | MHC26S | NULL | Room By Classroom D100, Electrical Room | OPERATING
545 | Watkins Mill HS | 110018846 | 11547 | Electric - Panelboard | Square D | 44-17751-10 | E-PANEL | NONE | NULL | Room By Classroom D100, Electrical Room | OPERATING
545 | Watkins Mill HS | 110018847 | 11548 | Electric - Panelboard | Square D | 44-17751-10 | E-PANEL | NH26TS | NULL | Room By Classroom D100, Electrical Room | OPERATING
545 | Watkins Mill HS | 110018850 | 11549 | Electric - Panelboard | Square D | 44-17751-10 | E-PANEL | NH35TS | NULL | Room By Classroom D100, Electrical Room | OPERATING
545 | Watkins Mill HS | 110018851 | 11550 | Electric - Panelboard | Square D | 44-1775110 | E-PANEL | NH35TS | NULL | Room By Classroom D100, Electrical Room | OPERATING
545 | Watkins Mill HS | 110018852 | 11551 | Electric - Panelboard | Square D | NQOD430M100CU | E-PANEL | MHC29S | NULL | Room By Classroom D100, Electrical Room | OPERATING
545 | Watkins Mill HS | 110018853 | 11552 | Electric - Panelboard | Square D | NEHB-1MW | E-PANEL | NONE | NULL | Room By Classroom D100, Electrical Room | OPERATING
545 | Watkins Mill HS | 110018856 | 11553 | Electric - Panelboard | Square D | NQ0D442L225CU | E-PANEL | NONE | NULL | Electrical Room D108 | OPERATING
545 | Watkins Mill HS | 110018858 | 11554 | Electric - Panelboard | Square D | 44-17751-10 | E-PANEL | NH41TS | NULL | Electrical Room D108 | OPERATING
545 | Watkins Mill HS | 110018859 | 11555 | Electric - Panelboard | Square D | 44-17751-10 | E-PANEL | NONE | NULL | Electrical Room D108 | OPERATING
545 | Watkins Mill HS | 110018861 | 11556 | Electric - Panelboard | Square D | 44-17751-10 | E-PANEL | NH35TS | NULL | Electrical Room B125 | OPERATING
545 | Watkins Mill HS | 110018862 | 11557 | Electric - Panelboard | Square D | 44-17751-10 | E-PANEL | NH26TS | NULL | Electrical Room B125 | OPERATING
545 | Watkins Mill HS | 110018864 | 11558 | Electric - Panelboard | Square D | NQ0D424L100CU | E-PANEL | NONE | NULL | Electrical Room B125 | OPERATING
545 | Watkins Mill HS | 110018865 | 11559 | Electric - Panelboard | Square D | NQ0D430L100CU | E-PANEL | NONE | NULL | Electrical Room B125 | OPERATING
545 | Watkins Mill HS | 110018866 | 11560 | Electric - Panelboard | Square D | 44-17751-10 | E-PANEL | NH41TS | NULL | Room By Classroom B104, Electrical Room | OPERATING
545 | Watkins Mill HS | 110018867 | 11561 | Electric - Panelboard | Square D | 44-17751-10 | E-PANEL | NH26TS | NULL | Room By Classroom B104, Electrical Room | OPERATING
545 | Watkins Mill HS | 110018869 | 11562 | Electric - Panelboard | Square D | NQOD430M100CU | E-PANEL | MHC29S | NULL | Room By Classroom B104, Electrical Room | OPERATING
545 | Watkins Mill HS | 110018870 | 11563 | Electric - Panelboard | Square D | 44-17751-10 | E-PANEL | NH35TS | NULL | Room By Classroom B104, Electrical Room | OPERATING
545 | Watkins Mill HS | 110018874 | 11564 | Electric - Panelboard | Square D | NEHB-1MW | E-PANEL | NONE | NULL | Room By Classroom B104, Electrical Room | OPERATING
545 | Watkins Mill HS | 110018875 | 11565 | Electric - Panelboard | Square D | NEHB-1MW | E-PANEL | NONE | NULL | Room By Classroom B104, Electrical Room | OPERATING
545 | Watkins Mill HS | 110018878 | 11566 | Electric - Panelboard | Square D | NQOD430L100CU | E-PANEL | MHC26S | NULL | NULL | OPERATING
545 | Watkins Mill HS | 110018879 | 11567 | Electric - Panelboard | Square D | NULL | E-PANEL | NH26TS | NULL | NULL | OPERATING
545 | Watkins Mill HS | 110018881 | 11568 | Electric - Panelboard | Square D | 5486-12U | E-PANEL | NONE | NULL | Room By Stage, Electrical Room | OPERATING
545 | Watkins Mill HS | 110018882 | 11569 | Electric - Panelboard | Square D | 3268-8 | E-PANEL | NONE | NULL | Room By Stage, Electrical Room | OPERATING
545 | Watkins Mill HS | 110018887 | 11570 | Electric - Panelboard | Square D | 44-17751-10 | E-PANEL | NH26TS | NULL | Electrical Room T003 | OPERATING
545 | Watkins Mill HS | 110018888 | 11571 | Electric - Panelboard | Square D | 44-17751-10 | E-PANEL | NH26TS | NULL | Electrical Room T003 | OPERATING
545 | Watkins Mill HS | 110018891 | 11572 | Electric - Panelboard | Square D | 3273-8 | E-PANEL | NONE | NULL | Electrical Room T003 | OPERATING
545 | Watkins Mill HS | 110018892 | 11573 | Electric - Panelboard | Square D | 44-17751-10 | E-PANEL | MHC23S | NULL | Electrical Room T003 | OPERATING
545 | Watkins Mill HS | 110018893 | 11574 | Electric - Panelboard | Square D | NQODQ2 | E-PANEL | MHC62S | NULL | Electrical Room T003 | OPERATING
545 | Watkins Mill HS | 110018894 | 11575 | Electric - Panelboard | Square D | NQODQ2 | E-PANEL | MHC35S | NULL | Electrical Room T003 | OPERATING
545 | Watkins Mill HS | 110018923 | 11576 | Electric - Panelboard | Square D | 44-17551-10 | E-PANEL | MHC62VF | NULL | NULL | OPERATING
545 | Watkins Mill HS | 110018924 | 11577 | Electric - Panelboard | Square D | 44-17551-10 | E-PANEL | MHC62VF | NULL | NULL | OPERATING
545 | Watkins Mill HS | 110018929 | 11578 | Electric - Panelboard | Square D | 44-17751-10 | E-PANEL | MHC62VF | NULL | NULL | OPERATING
545 | Watkins Mill HS | 110018930 | 11579 | Electric - Panelboard | Square D | 44-17751-10 | E-PANEL | MHC62VF | NULL | NULL | OPERATING
545 | Watkins Mill HS | 110018971 | 11580 | Electric - Panelboard | Square D | 44-17751-10 | E-PANEL | NONE | NULL | ELECTRICAL ROOM B007 | OPERATING
545 | Watkins Mill HS | 110018972 | 11581 | Electric - Panelboard | Square D | 44-17751-10 | E-PANEL | NONE | NULL | Room By Classroom | OPERATING
545 | Watkins Mill HS | 110018973 | 11582 | Electric - Panelboard | Square D | 3274-6 | E-PANEL | NONE | NULL | Room By Classroom Electrical Room | OPERATING
545 | Watkins Mill HS | 110018976 | 11583 | Electric - Panelboard | Square D | 44-17751-10 | E-PANEL | NONE | NULL | Room By Classroom | OPERATING
545 | Watkins Mill HS | 110018979 | 11584 | Electric - Panelboard | Square D | 44-17751-10 | E-PANEL | NONE | NULL | Room By Classroom D003 | OPERATING
545 | Watkins Mill HS | 110018981 | 11585 | Electric - Panelboard | Square D | 44-17751-10 | E-PANEL | NH26TS | NULL | Room By Classroom D003, Electrical Room | OPERATING
545 | Watkins Mill HS | E93783 | 56252 | BLDSERV-CLEANER UPRIGHT | KARCHER | GW50 | CE-VACUPRIGHT | NSN | NULL | NULL | OPERATING
545 | Watkins Mill HS | E93784 | 56253 | BLDSERV-CLEANER UPRIGHT | SANITAIRE | SC886 | CE-VACUPRIGHT | 206286415 | NULL | NULL | OPERATING
545 | Watkins Mill HS | F51406 | 56321 | BLDSERV-CLEANER UPRIGHT | WINDSOR | XP18 | CE-VACUPRIGHT | V61014039 | NULL | NULL | OPERATING
545 | Watkins Mill HS | E88999 | 56368 | Custodial - Edger | ECHO | PE-260 | CE-EDGER | 05004567-2 | NULL | NULL | OPERATING
545 | Watkins Mill HS | E89000 | 56369 | Custodial - Edger | CUB CADET | CC1129 | CE-EDGER | 1L201K50716 | NULL | NULL | OPERATING
545 | Watkins Mill HS | RF545-1010 | 61738 | Roof Warranty - 545 | CertainTeed Corporation | NULL | R-ROOF | N/A | 55061 | NULL | OPERATING
545 | Watkins Mill HS | RF545-0910 | 61739 | Roof Warranty - 545 | Firestone | NULL | R-ROOF | RO36215 | 47745 | NULL | OPERATING
545 | Watkins Mill HS | 110080156 | 11742 | HVAC - Exhaust Fan - Direct | Ilg Industries | NULL | H-EF-DD | NONE | NULL | Roof, By Loading Dock | OPERATING
545 | Watkins Mill HS | 110080164 | 11743 | HVAC - Exhaust Fan - Direct | Ilg Industries | NULL | H-EF-DD | NONE | NULL | Roof, Lowest Next To Stage | OPERATING
545 | Watkins Mill HS | 110018620 | 11744 | HVAC - Exhaust Fan - Direct | Ilg Industries | PFR24 | H-EF-DD | C053135 | NULL | Press Box Football Field | OPERATING
545 | Watkins Mill HS | 110018642 | 11745 | HVAC - Exhaust Fan - Direct | Ilg Industries | PV-123 | H-EF-DD | CO70729 | NULL | Room By Boiler Room, Fire Sprinkler Room | OPERATING
545 | Watkins Mill HS | 110018781 | 11746 | HVAC - Exhaust Fan - Direct | Fan-Jet | RC18E6 | H-EF-DD | XMW3687 | NULL | Room By Classroom C206, Room 221c | OPERATING
545 | Watkins Mill HS | 110018782 | 11747 | HVAC - Exhaust Fan - Direct | Dayton | 2C708A | H-EF-DD | 15246 | NULL | Room By Classroom C206, Room 221c | OPERATING
545 | Watkins Mill HS | 110018614 | 11754 | HVAC - Fan Coil Unit | Trane | E46E006 | H-FCU | NONE | NULL | Concessons Football Field Restroom, Womens | OPERATING
545 | Watkins Mill HS | 110018618 | 11755 | HVAC - Fan Coil Unit | Trane | E46E006 | H-FCU | NONE | NULL | Concessons Football Field Restroom, Mens | OPERATING
545 | Watkins Mill HS | 110018726 | 11759 | HVAC - Fan Coil Unit | Trane | RB12A008 | H-FCU | S89J70683 | NULL | Stair By Classroom C208 | OPERATING
545 | Watkins Mill HS | 110018730 | 11763 | HVAC - Fan Coil Unit | Trane | RH46A006 | H-FCU | S88K75389 | NULL | Stair By Classroom C208 | OPERATING
545 | Watkins Mill HS | 110018842 | 11835 | HVAC - Fan Coil Unit | NULL | NULL | H-FCU | NONE | NULL | Lobby By Gym | OPERATING
545 | Watkins Mill HS | 110018843 | 11836 | HVAC - Fan Coil Unit | NULL | NULL | H-FCU | NONE | NULL | Lobby By Gym | OPERATING
545 | Watkins Mill HS | 110018885 | 11838 | HVAC - Fan Coil Unit | Trane | RDS6A010 | H-FCU | S89A 03537 | NULL | Hall By Scen | OPERATING
545 | Watkins Mill HS | 110018896 | 11839 | HVAC - Fan Coil Unit | Trane | LDS6A010 | H-FCU | S89A 03536 | NULL | Hall By Auditorium | OPERATING
545 | Watkins Mill HS | 110018897 | 11840 | HVAC - Fan Coil Unit | Trane | NULL | H-FCU | NONE | NULL | Hall By Team Room | OPERATING
545 | Watkins Mill HS | 110018898 | 11841 | HVAC - Fan Coil Unit | Trane | NULL | H-FCU | NONE | NULL | Hall By Boys Locker Room | OPERATING
545 | Watkins Mill HS | 110074625 | 11843 | HVAC - Fan Coil Unit | Trane | NULL | H-FCU | NONE | NULL | Stair By Weight Room LL #3 | OPERATING
545 | Watkins Mill HS | 110074653 | 11844 | HVAC - Fan Coil Unit | Trane | NULL | H-FCU | NONE | NULL | C012 | OPERATING
545 | Watkins Mill HS | 110074652 | 11845 | HVAC - Fan Coil Unit | Trane | RB12AD10 | H-FCU | S89A 03463 | NULL | C012 | OPERATING
545 | Watkins Mill HS | 110074650 | 11847 | HVAC - Fan Coil Unit | Trane | RB12AD10 | H-FCU | NONE | NULL | C012 | OPERATING
545 | Watkins Mill HS | 110074648 | 11848 | HVAC - Fan Coil Unit | Trane | RB12AD10 | H-FCU | NONE | NULL | C010 | OPERATING
545 | Watkins Mill HS | 110018907 | 11849 | HVAC - Fan Coil Unit | Trane | RB12AD10 | H-FCU | NONE | NULL | C010 | OPERATING
545 | Watkins Mill HS | 110074634 | 11852 | HVAC - Fan Coil Unit | Trane | NULL | H-FCU | NONE | NULL | Stair #6 LL By Art Classroom E001 | OPERATING
545 | Watkins Mill HS | 110074633 | 11853 | HVAC - Fan Coil Unit | Trane | LB12AD10 | H-FCU | S89A 03444 | NULL | C006 | OPERATING
545 | Watkins Mill HS | 110018919 | 11854 | HVAC - Fan Coil Unit | Trane | RB12AD10 | H-FCU | S89A 03466 | NULL | C006 | OPERATING
545 | Watkins Mill HS | 110018920 | 11855 | HVAC - Fan Coil Unit | Trane | RB12AD10 | H-FCU | NONE | NULL | C004 | OPERATING
545 | Watkins Mill HS | 110074639 | 11856 | HVAC - Fan Coil Unit | Trane | NULL | H-FCU | NONE | NULL | C004 | OPERATING
545 | Watkins Mill HS | 110018922 | 11857 | HVAC - Fan Coil Unit | Trane | NULL | H-FCU | NONE | NULL | Room By Classroom C002, Office | OPERATING
545 | Watkins Mill HS | 110018925 | 11858 | HVAC - Fan Coil Unit | Trane | NULL | H-FCU | NONE | NULL | C002 | OPERATING
545 | Watkins Mill HS | 110018926 | 11859 | HVAC - Fan Coil Unit | Trane | RDS6AD10 | H-FCU | S89A 03535 | NULL | C002 | OPERATING
545 | Watkins Mill HS | 110018927 | 11860 | HVAC - Fan Coil Unit | Trane | LDS6AD10 | H-FCU | S89A 03528 | NULL | C002 | OPERATING
545 | Watkins Mill HS | 110018932 | 11861 | HVAC - Fan Coil Unit | Trane | RE46A006 | H-FCU | S89C 14973 | NULL | B008 | OPERATING
545 | Watkins Mill HS | 110074548 | 11862 | HVAC - Fan Coil Unit | Trane | RHS6A008 | H-FCU | S89A 03522 | NULL | Stairwell #9 LL | OPERATING
545 | Watkins Mill HS | 110018937 | 11864 | HVAC - Fan Coil Unit | Trane | NULL | H-FCU | NONE | NULL | Room By Cafe, B019 | OPERATING
545 | Watkins Mill HS | 110018938 | 11865 | HVAC - Fan Coil Unit | Trane | NULL | H-FCU | NONE | NULL | Room By Cafe, B019 | OPERATING
545 | Watkins Mill HS | 110018967 | 11866 | HVAC - Fan Coil Unit | Trane | TW8718A140A0 | H-FCU | C25414932 | NULL | Room By Boys Locker Room Office | OPERATING
545 | Watkins Mill HS | 110074663 | 11870 | HVAC - Fan Coil Unit | Trane | NULL | H-FCU | NONE | NULL | D001 | OPERATING
545 | Watkins Mill HS | 110074662 | 11871 | HVAC - Fan Coil Unit | Trane | NULL | H-FCU | NONE | NULL | D001 | OPERATING
545 | Watkins Mill HS | 110074661 | 11872 | HVAC - Fan Coil Unit | Trane | NULL | H-FCU | NONE | NULL | D001 | OPERATING
545 | Watkins Mill HS | 110074637 | 11873 | HVAC - Fan Coil Unit | Trane | NULL | H-FCU | NONE | NULL | Class Room C009 | OPERATING
545 | Watkins Mill HS | 110074638 | 11874 | HVAC - Fan Coil Unit | Trane | NULL | H-FCU | NONE | NULL | Class Room C009 | OPERATING
545 | Watkins Mill HS | 110018641 | 11939 | HVAC - Hot Water Pmp/Mtr | Us Electrical Motors | NULL | H-HWP | NONE | NULL | Room By Boiler Room, Fire Sprinkler Room | OPERATING
545 | Watkins Mill HS | 110018669 | 11940 | HVAC - Hot Water Pmp/Mtr | Bell & Gossett | 5E 10-3/4 BF | H-HWP | 1483415 | NULL | Boiler Room | OPERATING
545 | Watkins Mill HS | 110018670 | 11941 | HVAC - Hot Water Pmp/Mtr | Bell & Gossett | 5E 10-3/4 BF | H-HWP | 1843414 | NULL | Boiler Room | OPERATING
545 | Watkins Mill HS | 110018982 | 11586 | Electric - Panelboard | Square D | NQOD442L225CU | E-PANEL | MHC35S | NULL | Room By Classroom D003, Electrical Room | OPERATING
545 | Watkins Mill HS | 110018984 | 11587 | Electric - Panelboard | Square D | 44-17751-10 | E-PANEL | NONE | NULL | C015 | OPERATING
545 | Watkins Mill HS | 110018985 | 11588 | Electric - Panelboard | Square D | 44-17751-10 | E-PANEL | NONE | NULL | C015 | OPERATING
545 | Watkins Mill HS | 110018986 | 11589 | Electric - Panelboard | Square D | 44-17751-10 | E-PANEL | NONE | NULL | C015 | OPERATING
545 | Watkins Mill HS | 110018987 | 11590 | Electric - Panelboard | Square D | 44-17751-10 | E-PANEL | NONE | NULL | C015 | OPERATING
545 | Watkins Mill HS | 110018988 | 11591 | Electric - Panelboard | Square D | 44-17751-10 | E-PANEL | NONE | NULL | C015 | OPERATING
545 | Watkins Mill HS | 110018995 | 11592 | Electric - Panelboard | Square D | 44-17751-10 | E-PANEL | NONE | NULL | A006 | OPERATING
545 | Watkins Mill HS | 110018996 | 11593 | Electric - Panelboard | Square D | NQ0D442L400CU | E-PANEL | NONE | NULL | A006 | OPERATING
545 | Watkins Mill HS | 110019000 | 11594 | Electric - Panelboard | Square D | 44-17751-10 | E-PANEL | NONE | NULL | C007 | OPERATING
545 | Watkins Mill HS | 110019001 | 11595 | Electric - Panelboard | Square D | 44-17751-10 | E-PANEL | NONE | NULL | C007 | OPERATING
545 | Watkins Mill HS | 110019003 | 11596 | Electric - Panelboard | Square D | 44-17751-10 | E-PANEL | NONE | NULL | C007 | OPERATING
545 | Watkins Mill HS | 110018438 | 11597 | Electric - Transformer | Siemens | 3F3Y030-C | E-TRANS | NONE | NULL | Room By Classroom E003, Outide Elec Room | OPERATING
545 | Watkins Mill HS | 110018625 | 11598 | Electric - Transformer | Square D | 45TH | E-TRANS | 33749-17212-030 | NULL | Concession Stand, Lower Level | OPERATING
545 | Watkins Mill HS | 110018631 | 11599 | Electric - Transformer | Square D | 33749-17212-030 | E-TRANS | 45T3H | NULL | Storage By Gym, G110 | OPERATING
545 | Watkins Mill HS | 110018650 | 11600 | Electric - Transformer | Square D | 32349-17445-001 | E-TRANS | NONE | NULL | Room By Boiler Room, Electrical Room | OPERATING
545 | Watkins Mill HS | 110018651 | 11601 | Electric - Transformer | Square D | NULL | E-TRANS | E2 | NULL | Room By Boiler Room, Electrical Room | OPERATING
545 | Watkins Mill HS | 110018652 | 11602 | Electric - Transformer | Square D | 11548-12445-001 | E-TRANS | 3S40F | NULL | Room By Boiler Room, Electrical Room | OPERATING
545 | Watkins Mill HS | 110018657 | 11603 | Electric - Transformer | Square D | 453TH | E-TRANS | NONE | NULL | Room By Boiler Room, Electrical Room | OPERATING
545 | Watkins Mill HS | 110018814 | 11604 | Electric - Transformer | Square D | 34349-17212-041 | E-TRANS | 75T3H | NULL | Room By Classroom C203, Electrical Room | OPERATING
545 | Watkins Mill HS | 110018821 | 11605 | Electric - Transformer | Square D | NULL | E-TRANS | 45T3H | NULL | Room By Classroom D202, Electrical Room | OPERATING
545 | Watkins Mill HS | 110018827 | 11606 | Electric - Transformer | Square D | 34749-17212-033 | E-TRANS | 112T3H | NULL | Room By Classroom D200, Electrical Room | OPERATING
545 | Watkins Mill HS | 110018835 | 11607 | Electric - Transformer | Square D | 33349-17212-035 | E-TRANS | 30T3H | NULL | Room By Classroom A209, B211 Electrical | OPERATING
545 | Watkins Mill HS | 110018848 | 11608 | Electric - Transformer | Square D | 32749-17212-022 | E-TRANS | 15T3H | NULL | Room By Classroom D100, Electrical Room | OPERATING
545 | Watkins Mill HS | 110018849 | 11609 | Electric - Transformer | Square D | 33349-17212-035 | E-TRANS | 30T3H | NULL | Room By Classroom D100, Electrical Room | OPERATING
545 | Watkins Mill HS | 110018857 | 11610 | Electric - Transformer | Square D | 33749-17212-030 | E-TRANS | NONE | NULL | Electrical Room D108 | OPERATING
545 | Watkins Mill HS | 110018863 | 11611 | Electric - Transformer | Square D | 33349-17212-035 | E-TRANS | 30T3H | NULL | Electrical Room B125 | OPERATING
545 | Watkins Mill HS | 110018868 | 11612 | Electric - Transformer | Square D | 33349-17212-035 | E-TRANS | 30T3H | NULL | Room By Classroom B104, Electrical Room | OPERATING
545 | Watkins Mill HS | 110018871 | 11613 | Electric - Transformer | Square D | 32349-17445-001 | E-TRANS | 9T2F | NULL | Room By Classroom B104, Electrical Room | OPERATING
545 | Watkins Mill HS | 110018872 | 11614 | Electric - Transformer | Square D | 44-17551-10 | E-TRANS | MHC23S | NULL | Room By Classroom B104, Electrical Room | OPERATING
545 | Watkins Mill HS | 110018880 | 11615 | Electric - Transformer | Square D | 35549-17212-020 | E-TRANS | 225T3H | NULL | Room By Stage, Electrical Room | OPERATING
545 | Watkins Mill HS | 110018889 | 11616 | Electric - Transformer | Square D | 32349-17445-001 | E-TRANS | NONE | NULL | T003 | OPERATING
545 | Watkins Mill HS | 110018890 | 11617 | Electric - Transformer | Square D | 75T3H | E-TRANS | NONE | NULL | Electrical Room T003 | OPERATING
545 | Watkins Mill HS | 110018975 | 11618 | Electric - Transformer | Square D | 35149-17212-020 | E-TRANS | 150T3H | NULL | Room By Classroom Electrical Room | OPERATING
545 | Watkins Mill HS | 110018980 | 11619 | Electric - Transformer | Square D | 35149-17212-020 | E-TRANS | 196120-49 | NULL | Room By Classroom D003 | OPERATING
545 | Watkins Mill HS | 110018989 | 11620 | Electric - Transformer | Square D | 34749-17212-048 | E-TRANS | NONE | NULL | C015 | OPERATING
545 | Watkins Mill HS | 110019002 | 11621 | Electric - Transformer | Square D | 35149-17212-020 | E-TRANS | 150T3H 196471-43 | NULL | C007 | OPERATING
545 | Watkins Mill HS | 110019004 | 11624 | Elevator - Hydro Elevator, Building | Dover | 147432 | EL-ELEV-BLDG | 30A302 | NULL | C005 | OPERATING
545 | Watkins Mill HS | 110080104 | 11638 | HVAC - Air Handling Unit | Magnetek Triad Transformers | 6-348750-02 | H-AHU | NONE | NULL | Roof, S | OPERATING
545 | Watkins Mill HS | 110080102 | 11639 | HVAC - Air Handling Unit | Trane | PCCA-1014-2F-BAFA1B0A0B0000000LBJBAA00000000000000 | H-AHU | CPL2991-7892-01 K88J28848 | NULL | Roof, S | OPERATING
545 | Watkins Mill HS | 110018698 | 11653 | HVAC - Air Handling Unit | Trane | CCDB08AE0H | H-AHU | K881-24407 | NULL | NULL | OPERATING
545 | Watkins Mill HS | 110018703 | 11654 | HVAC - Air Handling Unit | Trane | 21000A00000000000 | H-AHU | NONE | NULL | NULL | OPERATING
545 | Watkins Mill HS | 110018704 | 11655 | HVAC - Air Handling Unit | Trane | 21000A00000000000 | H-AHU | NONE | NULL | NULL | OPERATING
545 | Watkins Mill HS | 110018705 | 11656 | HVAC - Air Handling Unit | Trane | 21000A00000000000 | H-AHU | NONE | NULL | NULL | OPERATING
545 | Watkins Mill HS | 110018946 | 11657 | HVAC - Air Handling Unit | Trane | CCBBO6AMEH | H-AHU | K88G22949 | NULL | NULL | OPERATING
545 | Watkins Mill HS | 110018724 | 11658 | HVAC - Air Separator | NULL | NULL | H-SEPR | NONE | NULL | Storage By Music Room | OPERATING
545 | Watkins Mill HS | 110018680 | 11661 | HVAC - Boiler | Cleaver Brooks | CB 700-175 | H-BLRCI | L-84333 | NULL | BOILER ROOM | OPERATING
545 | Watkins Mill HS | 110018671 | 11942 | HVAC - Hot Water Pmp/Mtr | Bell & Gossett | NULL | H-HWP | NONE | NULL | NULL | OPERATING
545 | Watkins Mill HS | 110018672 | 11943 | HVAC - Hot Water Pmp/Mtr | Bell & Gossett | NULL | H-HWP | NONE | NULL | NULL | OPERATING
545 | Watkins Mill HS | 110018674 | 11944 | HVAC - Hot Water Pmp/Mtr | Bell & Gossett | 1544 | H-HWP | NONE | NULL | NULL | OPERATING
545 | Watkins Mill HS | 110018682 | 11945 | HVAC - Hot Water Pmp/Mtr | Bell & Gossett | NULL | H-HWP | NONE | NULL | BOILER ROOM | OPERATING
545 | Watkins Mill HS | 110018683 | 11946 | HVAC - Hot Water Pmp/Mtr | Bell & Gossett | NULL | H-HWP | NONE | NULL | BOILER ROOM | OPERATING
545 | Watkins Mill HS | 110018684 | 11947 | HVAC - Hot Water Pmp/Mtr | Bell & Gossett | 5BC 8-3/8 BF | H-HWP | 1513061 | NULL | BOILER ROOM | OPERATING
545 | Watkins Mill HS | 110018685 | 11948 | HVAC - Hot Water Pmp/Mtr | Bell & Gossett | 5BC 8-3/8 BF | H-HWP | 1513060 | NULL | BOILER ROOM | OPERATING
545 | Watkins Mill HS | 110018688 | 11949 | HVAC - Hot Water Pmp/Mtr | Bell & Gossett | 6BC 8-1/4 BF | H-HWP | 1483575 | NULL | BOILER ROOM | OPERATING
545 | Watkins Mill HS | 110018689 | 11950 | HVAC - Hot Water Pmp/Mtr | Bell & Gossett | 6BC 8-1/4 BF | H-HWP | NONE | NULL | BOILER ROOM | OPERATING
545 | Watkins Mill HS | 110018690 | 11951 | HVAC - Hot Water Pmp/Mtr | Bell & Gossett | 6G 11-1/2 BF | H-HWP | 1483564 | NULL | BOILER ROOM | OPERATING
545 | Watkins Mill HS | 110018691 | 11952 | HVAC - Hot Water Pmp/Mtr | Bell & Gossett | 6G 11-1/2 BF | H-HWP | NONE | NULL | BOILER ROOM | OPERATING
545 | Watkins Mill HS | 110018722 | 11953 | HVAC - Hot Water Pmp/Mtr | Bell & Gossett | 3AB 7BF | H-HWP | 1513119 | NULL | Storage By Music Room | OPERATING
545 | Watkins Mill HS | 110018725 | 11954 | HVAC - Hot Water Pmp/Mtr | Bell & Gossett | 3AB 7BF | H-HWP | 1513118 | NULL | Storage By Music Room | OPERATING
545 | Watkins Mill HS | 110018580 | 11955 | HVAC - Panelboards | Barber Colman | NULL | H-PANEL | NONE | NULL | Room By Classroom E200 E200b | OPERATING
545 | Watkins Mill HS | 110018634 | 11956 | HVAC - Panelboards | Andover Controls | MSC-T-100 | H-PANEL | 8850011 | NULL | Storage By Gym, G110 | OPERATING
545 | Watkins Mill HS | 110018653 | 11957 | HVAC - Panelboards | NULL | NULL | H-PANEL | NONE | NULL | Room By Boiler Room, Electrical Room | OPERATING
545 | Watkins Mill HS | 110018654 | 11958 | HVAC - Panelboards | Robertshaw | NULL | H-PANEL | NONE | NULL | Room By Boiler Room, Electrical Room | OPERATING
545 | Watkins Mill HS | 110018665 | 11959 | HVAC - Panelboards | Trane | NULL | H-PANEL | NONE | NULL | Boiler Room | OPERATING
545 | Watkins Mill HS | 110018668 | 11960 | HVAC - Panelboards | Trane | NULL | H-PANEL | NONE | NULL | NULL | OPERATING
545 | Watkins Mill HS | 110018687 | 11961 | HVAC - Panelboards | Trane | NULL | H-PANEL | NONE | NULL | BOILER ROOM | OPERATING
545 | Watkins Mill HS | 110018718 | 11962 | HVAC - Panelboards | Andover Controls | I22OOAC | H-PANEL | NONE | NULL | Room By Mechanical Room | OPERATING
545 | Watkins Mill HS | 110018790 | 11963 | HVAC - Panelboards | Wadsworth Control Systems | STEP 50A | H-PANEL | 489511 | NULL | Room By Classroom C206, Room 221c | OPERATING
545 | Watkins Mill HS | 110018817 | 11964 | HVAC - Panelboards | Robertshaw | ENC-001 | H-PANEL | NONE | NULL | Room By Classroom C203, Electrical Room | OPERATING
545 | Watkins Mill HS | 110018818 | 11965 | HVAC - Panelboards | Robertshaw | ENC-001 | H-PANEL | NONE | NULL | Room By Classroom D202, Electrical Room | OPERATING
545 | Watkins Mill HS | 110018833 | 11966 | HVAC - Panelboards | Andover Controls | NULL | H-PANEL | NONE | NULL | Room By Classroom A209, Electrical Room B211 | OPERATING
545 | Watkins Mill HS | 110018834 | 11967 | HVAC - Panelboards | Andover Controls | NULL | H-PANEL | NONE | NULL | Room By Classroom A209, Electrical Room B211 | OPERATING
545 | Watkins Mill HS | 110018839 | 11968 | HVAC - Panelboards | Robertshaw | ENC-001 | H-PANEL | NONE | NULL | Storage By Gym, G110 | OPERATING
545 | Watkins Mill HS | 110018854 | 11969 | HVAC - Panelboards | Robertshaw | NULL | H-PANEL | NONE | NULL | Room By Classroom D100, Electrical Room | OPERATING
545 | Watkins Mill HS | 110018855 | 11970 | HVAC - Panelboards | NULL | NULL | H-PANEL | NONE | NULL | Room By Classroom D100, Electrical Room | OPERATING
545 | Watkins Mill HS | 110018860 | 11971 | HVAC - Panelboards | Robertshaw | ENC-001 | H-PANEL | NONE | NULL | Electrical Room B125 | OPERATING
545 | Watkins Mill HS | 110018873 | 11972 | HVAC - Panelboards | Robertshaw | NULL | H-PANEL | NONE | NULL | Room By Classroom B104, Electrical Room | OPERATING
545 | Watkins Mill HS | 110018886 | 11973 | HVAC - Panelboards | Robertshaw | NULL | H-PANEL | NONE | NULL | Electrical Room T003 | OPERATING
545 | Watkins Mill HS | 110018895 | 11974 | HVAC - Panelboards | Robertshaw | NULL | H-PANEL | NONE | NULL | Room By Stage, Electrical Room | OPERATING
545 | Watkins Mill HS | 110018993 | 11975 | HVAC - Radiator | NULL | NULL | H-RADR | NONE | NULL | Room D004 | OPERATING
545 | Watkins Mill HS | 110018994 | 11976 | HVAC - Radiator | NULL | NULL | H-RADR | NONE | NULL | Room By Classroom D002, Room D006 | OPERATING
545 | Watkins Mill HS | 110018998 | 11977 | HVAC - Radiator | Trane | NULL | H-RADR | NONE | NULL | Room By Classroom C012 Room C023 | OPERATING
545 | Watkins Mill HS | 110018999 | 11978 | HVAC - Radiator | Trane | NULL | H-RADR | NONE | NULL | NULL | OPERATING
545 | Watkins Mill HS | 110018700 | 11979 | HVAC - Return Air Fan - Belt | Ilg Industries | C053134 | H-RAF-BD | BCL-124CA | NULL | Overhead | OPERATING
545 | Watkins Mill HS | 110018701 | 11980 | HVAC - Return Air Fan - Belt | Ilg Industries | C053134 | H-RAF-BD | BCL-120FA | NULL | Overhead | OPERATING
545 | Watkins Mill HS | 110018707 | 11981 | HVAC - Return Air Fan - Direct | Ilg Industries | BCL-124CA | H-RAF-DD | NONE | NULL | NULL | OPERATING
545 | Watkins Mill HS | 110018615 | 11982 | HVAC - Space Heaters | Architectural Wall Heater | AWH-4407-1 | H-SPH | NONE | NULL | Concessons Football Field | OPERATING
545 | Watkins Mill HS | 110018619 | 11983 | HVAC - Space Heaters | Architectural Wall Heater | AWH-4207-1 | H-SPH | NONE | NULL | Press Box Football Field | OPERATING
545 | Watkins Mill HS | 110018624 | 11984 | HVAC - Space Heaters | Trane | UHEC-1030080 | H-SPH | NONE | NULL | Concession Stand, Lower Level | OPERATING
545 | Watkins Mill HS | 110018626 | 11985 | HVAC - Space Heaters | Architectural Wall Heater | AWH-4407-1 | H-SPH | NONE | NULL | PRESS BOX FOOTBALL FIELD | OPERATING
545 | Watkins Mill HS | 110018627 | 11986 | HVAC - Space Heaters | Architectural Wall Heater | AWH-4407-1 | H-SPH | NONE | NULL | PRESS BOX FOOTBALL FIELD | OPERATING
545 | Watkins Mill HS | 110018643 | 11987 | HVAC - Space Heaters | Trane | UHSA-038S-8C-AAC | H-SPH | D8D05931 | NULL | Room By Boiler Room, Fire Sprinkler Room | OPERATING
545 | Watkins Mill HS | 110018676 | 11988 | HVAC - Space Heaters | Trane | QHSA-354S-BC-AAN | H-SPH | D88E07366 | NULL | Boiler Room | OPERATING
545 | Watkins Mill HS | 110018699 | 11989 | HVAC - Space Heaters | Trane | UHSA-1865-8C-AAJ | H-SPH | D88E07353 | NULL | Overhead | OPERATING
545 | Watkins Mill HS | 110018681 | 11662 | HVAC - Boiler | Cleaver Brooks | CB 700-175 | H-BLRCI | L-84332 | NULL | BOILER ROOM | OPERATING
545 | Watkins Mill HS | 110018644 | 11664 | HVAC - Chill Water Pump/Motor | Allis-Chalmers Pump Inc | NULL | H-CHWP | 881-65243-01-1 | NULL | Room By Boiler Room, Fire Sprinkler Room | OPERATING
545 | Watkins Mill HS | 110018645 | 11665 | HVAC - Chill Water Pump/Motor | Allis-Chalmers Pump Inc | 21/2X2X61/2S | H-CHWP | 881-65843-01-2 | NULL | Room By Boiler Room, Fire Sprinkler Room | OPERATING
545 | Watkins Mill HS | 110018666 | 11666 | HVAC - Chiller - Centrifugal | Trane | CVHE-032F-AQ-2LC2522CEYA11CE1A0000000062T0A0 | H-CHILR-CE | L88K04699 | NULL | Boiler Room | OPERATING
545 | Watkins Mill HS | 110018667 | 11667 | HVAC - Chiller - Centrifugal | Trane | CVHE-025F-AQ-2JC2572CEYA11CE1A0000000052T0A0 | H-CHILR-CE | L88K04758 | NULL | Boiler Room | OPERATING
545 | Watkins Mill HS | 110080158 | 11668 | HVAC - Chiller Drive Motor | Trane | CGACD124RANLL60FG | H-CHILRMOT | J88F72095 | NULL | Roof, Over Backstage | OPERATING
545 | Watkins Mill HS | 110080110 | 11669 | HVAC - Condenser | Trane | TTA048A400A0 | H-COND | C17254742 | NULL | Roof, S | OPERATING
545 | Watkins Mill HS | 110080111 | 11670 | HVAC - Condenser | Bohn | DFS0061A161 | H-COND | BPF8090 | NULL | Roof, S | OPERATING
545 | Watkins Mill HS | 110080107 | 11671 | HVAC - Condenser | Bohn | DFS0061A161 | H-COND | BPF8089 | NULL | Roof, S | OPERATING
545 | Watkins Mill HS | 110080106 | 11672 | HVAC - Condenser | Trane | TTA048A400A0 | H-COND | C42287441 | NULL | Roof, S | OPERATING
545 | Watkins Mill HS | 110080098 | 11673 | HVAC - Condenser | Trane | TWB718A100A0 | H-COND | B25232117 | NULL | Roof, S | OPERATING
545 | Watkins Mill HS | 110080128 | 11674 | HVAC - Condenser | Typhoon | NULL | H-COND | NONE | NULL | Roof, Over Gym | OPERATING
545 | Watkins Mill HS | 110080129 | 11675 | HVAC - Condenser | Trane | TTB718A100A1 | H-COND | C19261209 | NULL | Roof, Over Gym | OPERATING
545 | Watkins Mill HS | 110080130 | 11676 | HVAC - Condenser | Trane | TTB718A100A1 | H-COND | C21283771 | NULL | Roof, Over Gym | OPERATING
545 | Watkins Mill HS | 110080125 | 11677 | HVAC - Condenser | Trane | TTR012C100A1 | H-COND | K01287231 | NULL | Roof, W | OPERATING
545 | Watkins Mill HS | 110080126 | 11678 | HVAC - Condenser | Trane | TTR012C100A1 | H-COND | K01287222 | NULL | Roof, W | OPERATING
545 | Watkins Mill HS | 110080159 | 11680 | HVAC - Condenser | Trane | TWB742A100A1 | H-COND | C22206317 | NULL | Roof, Over Stage | OPERATING
545 | Watkins Mill HS | 110080161 | 11681 | HVAC - Condenser | Trane | TTA0606400A0 | H-COND | N191C1BFF | NULL | Roof, Lowest Next To Stage | OPERATING
545 | Watkins Mill HS | 110080162 | 11682 | HVAC - Condenser | Trane | TTA060C400A0 | H-COND | N191L1BFF | NULL | Roof, Lowest Next To Stage | OPERATING
545 | Watkins Mill HS | 110080163 | 11683 | HVAC - Condenser | Trane | TTATTB718A100A1 | H-COND | C19261120 | NULL | Roof, Lowest Next To Stage | OPERATING
545 | Watkins Mill HS | 110080167 | 11684 | HVAC - Condenser | Odyssey | TTA090A400C | H-COND | R161U3JAH | NULL | Cage By Loading Dock | OPERATING
545 | Watkins Mill HS | 110080166 | 11685 | HVAC - Condenser | Odyssey | TTA090A400C | H-COND | R155X6E2F | NULL | Cage By Loading Dock | OPERATING
545 | Watkins Mill HS | 110080169 | 11686 | HVAC - Condenser | Bally Engineered Structures, Inc. | RL-300-2 | H-COND | 68350891 | NULL | Cage By Loading Dock | OPERATING
545 | Watkins Mill HS | 110080168 | 11687 | HVAC - Condenser | Bally Engineered Structures, Inc. | RM-150-1 | H-COND | 67187891 | NULL | Cage By Loading Dock | OPERATING
545 | Watkins Mill HS | 110018610 | 11688 | HVAC - Condenser | Trane | TTR012C100A1 | H-COND | K01287204 | NULL | Outside Cage By Loading Dock | OPERATING
545 | Watkins Mill HS | 110018638 | 11689 | Life - Dry System Compressor | Air Compressr Products | ACP-C4S-312DP3 | L-DSCOMPRS | 489-45437 | NULL | Room By Boiler Room, Fire Sprinkler Room | OPERATING
545 | Watkins Mill HS | 110018639 | 11691 | HVAC - Control Air Dryer | Hankison International | HPR10-115 | H-AIRDRY | H01A1150309926 | NULL | Room By Boiler Room, Fire Sprinkler Room | OPERATING
545 | Watkins Mill HS | 110080170 | 11692 | HVAC - Cooling Twr | Baltimore Aircoil Company | T1682PMCR | H-CT | 88-100686 | NULL | Cooling Tower Pad | OPERATING
545 | Watkins Mill HS | 110018435 | 11693 | HVAC - Evaporator | Bally Engineered Structures, Inc. | BA-150A-1 | H-EVAP | 6841989L | NULL | Fridge | OPERATING
545 | Watkins Mill HS | 110018497 | 11694 | HVAC - Evaporator | Trane | NULL | H-EVAP | NONE | NULL | Room By Auditorium, Projection Room, Overhead | OPERATING
545 | Watkins Mill HS | 110018501 | 11695 | HVAC - Condenser | Arvin Industries | ES430C | H-COND | 27495 | NULL | Roof, S | OPERATING
545 | Watkins Mill HS | 110018502 | 11696 | HVAC - Condenser | Arvin Industries | ES430C | H-COND | 27494 | NULL | Roof, S | OPERATING
545 | Watkins Mill HS | 110018942 | 11700 | HVAC - Evaporator | Trane | TWHO48A140AO | H-EVAP | 842495171 | NULL | B116 | OPERATING
545 | Watkins Mill HS | 110018947 | 11701 | HVAC - Evaporator | Trane | TWHO60P150A0 | H-EVAP | 20395800 | NULL | T004 Music Room Storage | OPERATING
545 | Watkins Mill HS | 110018948 | 11702 | HVAC - Evaporator | Trane | TWHO7A140A0 | H-EVAP | 43469517 | NULL | T004 Music Room Storge | OPERATING
545 | Watkins Mill HS | 110018949 | 11703 | HVAC - Evaporator | Trane | CCDO6ANBH | H-EVAP | K88622950 | NULL | T006 Music Room Storge C | OPERATING
545 | Watkins Mill HS | 110018969 | 11704 | HVAC - Exhaust Fan | Ilg Industries | 5QLB13 | H-EVAP | NONE | NULL | NULL | OPERATING
545 | Watkins Mill HS | 110019072 | 11706 | HVAC - Evaporator | Bally Engineered Structures, Inc. | BF-300-A-2 | H-EVAP | 6798981 | NULL | Freezer | OPERATING
545 | Watkins Mill HS | 110080082 | 11709 | HVAC - Exhaust Fan - Belt | Ilg Industries | NULL | H-EF-BD | NONE | NULL | Roof, S | OPERATING
545 | Watkins Mill HS | 110080085 | 11710 | HVAC - Exhaust Fan - Belt | Ilg Industries | NULL | H-EF-BD | NONE | NULL | Roof, S | OPERATING
545 | Watkins Mill HS | 110080103 | 11711 | HVAC - Exhaust Fan - Belt | Dayton | NULL | H-EF-BD | NONE | NULL | Roof, S | OPERATING
545 | Watkins Mill HS | 110080093 | 11712 | HVAC - Exhaust Fan - Belt | Ilg Industries | NULL | H-EF-BD | NONE | NULL | Roof, E | OPERATING
545 | Watkins Mill HS | 110080092 | 11713 | HVAC - Exhaust Fan - Belt | Ilg Industries | NULL | H-EF-BD | NONE | NULL | Roof, E | OPERATING
545 | Watkins Mill HS | 110080089 | 11714 | HVAC - Exhaust Fan - Belt | Ilg Industries | NULL | H-EF-BD | NONE | NULL | Roof, E | OPERATING
545 | Watkins Mill HS | 110080088 | 11715 | HVAC - Exhaust Fan - Belt | Ilg Industries | NULL | H-EF-BD | NONE | NULL | Roof, E | OPERATING
545 | Watkins Mill HS | 110080134 | 11716 | HVAC - Exhaust Fan - Belt | Ilg Industries | NULL | H-EF-BD | NONE | NULL | Roof, Over Gym | OPERATING
545 | Watkins Mill HS | 110080137 | 11717 | HVAC - Exhaust Fan - Belt | Ilg Industries | NULL | H-EF-BD | NONE | NULL | Roof, Over Gym | OPERATING
545 | Watkins Mill HS | E90349 | 53876 | Custodial - Buffer, High Speed | GENERAL | KC20D | CE-BUFFER | 18278 | NULL | NULL | OPERATING
545 | Watkins Mill HS | E90350 | 53877 | Custodial - Buffer, High Speed | HAWK | HP1520 | CE-BUFFER | 46514 | NULL | NULL | OPERATING
545 | Watkins Mill HS | E90351 | 53878 | Custodial - Buffer, High Speed | PULLMAN/HOLT | 1 | CE-BUFFER | NSN | NULL | NULL | OPERATING
545 | Watkins Mill HS | E90352 | 53879 | Custodial - Buffer, High Speed | PULLMAN/HOLT | 1 | CE-BUFFER | NSN | NULL | NULL | OPERATING
545 | Watkins Mill HS | E90354 | 53880 | Custodial - Buffer, High Speed | TORADO | 800 | CE-BUFFER | 98166CBF03978 | NULL | NULL | OPERATING
545 | Watkins Mill HS | 545-ASPHALT | 545-ASPHALT | Asphalt System | NULL | NULL | G-ASPHALT | NULL | NULL | NULL | OPERATING
545 | Watkins Mill HS | 545-ATHL | 545-ATHL | Athletic Field System | NULL | NULL | G-ATHL | NULL | NULL | NULL | OPERATING
545 | Watkins Mill HS | 545-AVEQ | 545-AVEQ | Audio Visual Systems | NULL | NULL | M-AVEQ | NULL | NULL | NULL | OPERATING
545 | Watkins Mill HS | 545-BLCHEXT | 545-BLCHEXT | Bleacher, Exterior System | NULL | NULL | G-BLEACHER | NULL | NULL | NULL | OPERATING
545 | Watkins Mill HS | 545-BLCHINT | 545-BLCHINT | Bleacher, Interior System | NULL | NULL | BLD-BLEACHER | NULL | NULL | NULL | OPERATING
545 | Watkins Mill HS | 545-CEILING | 545-CEILING | Ceiling System | NULL | NULL | BLD-CEILING | NULL | NULL | NULL | OPERATING
545 | Watkins Mill HS | 545-CONCRTE | 545-CONCRTE | Concrete System | NULL | NULL | G-CONCRETE | NULL | NULL | NULL | OPERATING
545 | Watkins Mill HS | 545-DOOREXT | 545-DOOREXT | Door, Exterior System | NULL | NULL | BLD-DOOREXT | NULL | NULL | NULL | OPERATING
545 | Watkins Mill HS | 545-DOORINT | 545-DOORINT | Door, Interior System | NULL | NULL | BLD-DOORINT | NULL | NULL | NULL | OPERATING
545 | Watkins Mill HS | 545-ELECBLD | 545-ELECBLD | Electrical, Building System | NULL | NULL | E-ELECBLD | NULL | NULL | NULL | OPERATING
545 | Watkins Mill HS | 545-ELECOTH | 545-ELECOTH | Electrical, Other System | NULL | NULL | E-ELECOTH | NULL | NULL | NULL | OPERATING
545 | Watkins Mill HS | 545-EMS | 545-EMS | EMS - Energy Management | NULL | NULL | M-EMS | NULL | NULL | NULL | OPERATING
545 | Watkins Mill HS | 545-EQPSM | 545-EQPSM | Small Equipment | NULL | NULL | M-EQPSM | NULL | NULL | NULL | OPERATING
545 | Watkins Mill HS | 545-FENCE | 545-FENCE | Fencing System | NULL | NULL | G-FENCE | NULL | NULL | NULL | OPERATING
545 | Watkins Mill HS | 545-FIRALRM | 545-FIRALRM | Fire Alarm System | NULL | NULL | L-FIREALARM | NULL | NULL | NULL | OPERATING
545 | Watkins Mill HS | 545-FIREXTN | 545-FIREXTN | Fire Extinguisher System | NULL | NULL | L-FIREXTN | NULL | NULL | NULL | OPERATING
545 | Watkins Mill HS | 545-FLLAMP | 545-FLLAMP | Fluorescent Lamp Systems | NULL | NULL | E-FLLAMP | NULL | NULL | NULL | OPERATING
545 | Watkins Mill HS | 545-FLRCARP | 545-FLRCARP | Floor, Carpet System | NULL | NULL | BLD-FLRCARP | NULL | NULL | NULL | OPERATING
545 | Watkins Mill HS | 545-FLROTH | 545-FLROTH | Floor, Other System | NULL | NULL | BLD-FLROTH | NULL | NULL | NULL | OPERATING
545 | Watkins Mill HS | 545-FLRTERZ | 545-FLRTERZ | Floor, Terrazo System | NULL | NULL | BLD-FLRTERZ | NULL | NULL | NULL | OPERATING
545 | Watkins Mill HS | 545-FLRTILE | 545-FLRTILE | Floor, Tile System | NULL | NULL | BLD-FLRTILE | NULL | NULL | NULL | OPERATING
545 | Watkins Mill HS | 545-FLRWOOD | 545-FLRWOOD | Floor, Wood System | NULL | NULL | BLD-FLRWOOD | NULL | NULL | NULL | OPERATING
545 | Watkins Mill HS | 545-FURN | 545-FURN | Furniture | NULL | NULL | BLD-FURN | NULL | NULL | NULL | OPERATING
545 | Watkins Mill HS | 545-GRETP | 545-GRETP | Grease Traps | NULL | NULL | P-GRETP | NULL | NULL | NULL | OPERATING
545 | Watkins Mill HS | 545-GROUNDS | 545-GROUNDS | Grounds Systems | NULL | NULL | G-GROUNDS | NULL | NULL | NULL | OPERATING
545 | Watkins Mill HS | 545-HVAC | 545-HVAC | HVAC System | NULL | NULL | H-HVAC | NULL | NULL | NULL | OPERATING
545 | Watkins Mill HS | 545-INSLTN | 545-INSLTN | Insulation System | NULL | NULL | BLD-INSLTN | NULL | NULL | NULL | OPERATING
545 | Watkins Mill HS | 545-KITCHEQ | 545-KITCHEQ | Kitchen Equipment | NULL | NULL | K-EQP | NULL | NULL | NULL | OPERATING
545 | Watkins Mill HS | 545-LCKRCOR | 545-LCKRCOR | Locker, Corridor System | NULL | NULL | BLD-LOCKERCOR | NULL | NULL | NULL | OPERATING
545 | Watkins Mill HS | 545-LCKROTH | 545-LCKROTH | Locker, Other System | NULL | NULL | BLD-LOCKEROTH | NULL | NULL | NULL | OPERATING
545 | Watkins Mill HS | 545-LGHTEXT | 545-LGHTEXT | Lighting, Exterior System | NULL | NULL | E-LIGHTEXT | NULL | NULL | NULL | OPERATING
545 | Watkins Mill HS | 545-LGHTINT | 545-LGHTINT | Lighting, Interior System | NULL | NULL | E-LIGHTINT | NULL | NULL | NULL | OPERATING
545 | Watkins Mill HS | 545-P-FIXT | 545-P-FIXT | Plumbing, Fixtures System | NULL | NULL | P-FIXT | NULL | NULL | NULL | OPERATING
545 | Watkins Mill HS | 545-P-OTH | 545-P-OTH | Plumbing, Other System | NULL | NULL | P-OTH | NULL | NULL | NULL | OPERATING
545 | Watkins Mill HS | 545-P-PIPE | 545-P-PIPE | Plumbing, Pipes System | NULL | NULL | P-PIPE | NULL | NULL | NULL | OPERATING
545 | Watkins Mill HS | 545-PARK | 545-PARK | Parking Lot System | NULL | NULL | G-PARK | NULL | NULL | NULL | OPERATING
545 | Watkins Mill HS | 545-PLGPAD | 545-PLGPAD | Playground Pad System | NULL | NULL | G-PLGPAD | NULL | NULL | NULL | OPERATING
545 | Watkins Mill HS | 545-RDNMSYS | 545-RDNMSYS | Radon Mitigation System | NULL | NULL | M-RDNF | NULL | NULL | NULL | OPERATING
545 | Watkins Mill HS | 545-REFUSE | 545-REFUSE | Special Refuse Pickup | NULL | NULL | G-GROUNDS | NULL | NULL | NULL | OPERATING
545 | Watkins Mill HS | 545-ROOF | 545-ROOF | Roof Systems | NULL | NULL | R-ROOF | NULL | NULL | NULL | OPERATING
545 | Watkins Mill HS | 545-ROOMS | 545-ROOMS | Interior Rooms | NULL | NULL | BLD-ROOM | NULL | NULL | NULL | OPERATING
545 | Watkins Mill HS | 545-SECCAM | 545-SECCAM | Security Camera Systems | NULL | NULL | E-SECURITY | NULL | NULL | NULL | OPERATING
545 | Watkins Mill HS | 545-SECSYS | 545-SECSYS | Security Systems | NULL | NULL | E-SECURITY | NULL | NULL | NULL | OPERATING
545 | Watkins Mill HS | 545-SPRNK | 545-SPRNK | Plumbing, Sprinkler Systems | NULL | NULL | P-SPRNK | NULL | NULL | NULL | OPERATING
545 | Watkins Mill HS | 545-STAGRIG | 545-STAGRIG | Stage Rigging System | NULL | NULL | M-STAGRIG | NULL | NULL | NULL | OPERATING
545 | Watkins Mill HS | 545-STAIR | 545-STAIR | Stair Systems | NULL | NULL | BLD-STAIR | NULL | NULL | NULL | OPERATING
545 | Watkins Mill HS | 545-STAT | 545-STAT | Thermostat System | NULL | NULL | H-STAT | NULL | NULL | NULL | OPERATING
545 | Watkins Mill HS | 545-WALLEXT | 545-WALLEXT | Wall, Exterior Building System | NULL | NULL | BLD-WALLEXT | NULL | NULL | NULL | OPERATING
545 | Watkins Mill HS | 545-WALLINT | 545-WALLINT | Wall, Interior Building System | NULL | NULL | BLD-WALLINT | NULL | NULL | NULL | OPERATING
545 | Watkins Mill HS | 545-WALLOTH | 545-WALLOTH | Wall, Other Building System | NULL | NULL | BLD-WALLOTH | NULL | NULL | NULL | OPERATING
545 | Watkins Mill HS | 545-WINDOW | 545-WINDOW | Window Systems | NULL | NULL | BLD-WINDOW | NULL | NULL | NULL | OPERATING
545 | Watkins Mill HS | F21837 | 58859 | Aud Vis - LCD Projector | PANASONIC | PT-LB75U | AV-LCDPRJ | SC8320377 | NULL | NULL | OPERATING
545 | Watkins Mill HS | F21838 | 58860 | Aud Vis - LCD Projector | PANASONIC | PT-LB75U | AV-LCDPRJ | SC8320391 | NULL | NULL | OPERATING
545 | Watkins Mill HS | D89210 | 59028 | Aud Vis - LCD Projector | MITSUBISHI | SL1U | AV-LCDPRJ | 1007276 | NULL | NULL | OPERATING
545 | Watkins Mill HS | D89260 | 59029 | Aud Vis - LCD Projector | MITSUBISHI | SL1U | AV-LCDPRJ | 1007272 | NULL | NULL | OPERATING
545 | Watkins Mill HS | E21293 | 64144 | Kitchen - Counter - Hot | COL PT | 5E5CPA | K-COUNTERHT | F89B0875 | NULL | NULL | OPERATING
545 | Watkins Mill HS | E21216 | 53638 | Custodial - Buffer, High Speed | HAWK | HP1020 | CE-BUFFER | 994026 | NULL | NULL | OPERATING
545 | Watkins Mill HS | E21219 | 53639 | Custodial - Buffer, High Speed | MASTERCRAFT | S1500EF | CE-BUFFER | M97J70419 | NULL | NULL | OPERATING
545 | Watkins Mill HS | E21283 | 53641 | Custodial - Buffer, High Speed | MASTERCRAFT | MHS20EF | CE-BUFFER | P95K35407 | NULL | NULL | OPERATING
545 | Watkins Mill HS | E21284 | 53642 | Custodial - Buffer, High Speed | POWRFLITE | MI600 | CE-BUFFER | 8964 | NULL | NULL | OPERATING
545 | Watkins Mill HS | F61973 | 64190 | Custodial - Burnisher | TENNANT | BR-2000 | CE-BURNISHER | 10510240 | NULL | NULL | OPERATING
545 | Watkins Mill HS | E76237 | 59501 | Aud Vis - LCD Projector | PANASONIC | PT-LB50SU | AV-LCDPRJ | 6320044 | NULL | NULL | OPERATING
545 | Watkins Mill HS | E77823 | 59521 | Aud Vis - LCD Projector | PANASONIC | PT-LC56U | AV-LCDPRJ | SA3510134 | NULL | NULL | OPERATING
545 | Watkins Mill HS | E77846 | 59522 | Aud Vis - LCD Projector | PANASONIC | PT-LC56U | AV-LCDPRJ | SA3520570 | NULL | NULL | OPERATING
545 | Watkins Mill HS | E90609 | 59730 | Aud Vis - LCD Projector | PANASONIC | PT-LB50NTU | AV-LCDPRJ | SC6410431 | NULL | NULL | OPERATING
545 | Watkins Mill HS | E90620 | 59739 | Aud Vis - LCD Projector | PANASONIC | PT-LB50NTU | AV-LCDPRJ | SB6420033 | NULL | NULL | OPERATING
545 | Watkins Mill HS | E90648 | 59759 | Aud Vis - LCD Projector | PANASONIC | PT-LB50NTU | AV-LCDPRJ | SB6420056 | NULL | NULL | OPERATING
545 | Watkins Mill HS | F40608 | 64737 | Kitchen - Milk Cool | TRUE | TMC58DSS | K-MLKCLR | 4782824 | NULL | NULL | OPERATING
545 | Watkins Mill HS | E93786 | 64842 | Kitchen - Oven - Convection | MOFFAT | E32MS | K-OVENCONV | 318480 | NULL | NULL | OPERATING
545 | Watkins Mill HS | A22520 | 64901 | Kitchen - Oven - Convection | GARLD | NULL | K-OVENCONV | 2608639 | NULL | NULL | OPERATING
545 | Watkins Mill HS | A22521 | 64902 | Kitchen - Oven - Convection | GARLD | NULL | K-OVENCONV | 2608620 | NULL | NULL | OPERATING
545 | Watkins Mill HS | C13758 | 65031 | Kitchen - Oven - Convection | GARLAN | J03764 | K-OVENCONV | 240749 | NULL | NULL | OPERATING
545 | Watkins Mill HS | C13760 | 65033 | Kitchen - Oven - Convection | GARLAN | J03764 | K-OVENCONV | 240748 | NULL | NULL | OPERATING
545 | Watkins Mill HS | E90347 | 75421 | Fleet - Tractors | KUBOTA | B7610 | F-TRAC | 55031 | NULL | NULL | OPERATING
545 | Watkins Mill HS | G17432 | 75527 | Misc - Trash Compactors | HARMONY | 700SS | M-TRCOM | 700SS-0343 | NULL | NULL | OPERATING
545 | Watkins Mill HS | 110105255 | 79433 | HVAC - Energy Recovery Unit | AAON | RN-006-3-0-EA09-000 | H-ERU | 201606-ANCI11078 | 43324 | TOP ROOF | OPERATING
545 | Watkins Mill HS | 110105256 | 79434 | HVAC - Energy Recovery Unit | AAON | RN-025-3-0-EA09-EHL | H-ERU | 201606-BNWR05260 | 43324 | TOP ROOF | OPERATING
545 | Watkins Mill HS | 110105257 | 79435 | HVAC - Condenser | DAIKIN | RXYQ72PBTJ | H-COND | A000992 | 43324 | TOP ROOF | OPERATING
545 | Watkins Mill HS | 110105258 | 79436 | HVAC - Fan Coil Unit | DAIKIN | FC.VC.1.06.J.A.G.M.Y | H-FCU | NULL | 43324 | B201 CLASSROOM | OPERATING
545 | Watkins Mill HS | 110105259 | 79437 | HVAC - Fan Coil Unit | DAIKIN | FC.VC.1.06.J.A.G.M.Y | H-FCU | NULL | 43324 | B201 CLASSROOM | OPERATING
545 | Watkins Mill HS | 110105260 | 79438 | HVAC - Fan Coil Unit | DAIKIN | FC.VC.1.06.J.A.G.M.Y | H-FCU | NULL | 43324 | B200 CLASSROOM | OPERATING
545 | Watkins Mill HS | 110105261 | 79439 | HVAC - Fan Coil Unit | DAIKIN | FC.VC.1.06.J.A.G.M.Y | H-FCU | NULL | 43324 | B200 CLASSROOM | OPERATING
545 | Watkins Mill HS | 110105262 | 79440 | HVAC - Fan Coil Unit | DAIKIN | FC.VC.1.06.J.A.G.M.Y | H-FCU | NULL | 43324 | B203 CLASSROOM | OPERATING
545 | Watkins Mill HS | 110105263 | 79441 | HVAC - Fan Coil Unit | DAIKIN | FC.VC.1.06.J.A.G.M.Y | H-FCU | NULL | 43324 | B203 CLASSROOM | OPERATING
545 | Watkins Mill HS | 110105264 | 79442 | HVAC - Fan Coil Unit | DAIKIN | FC.VC.1.06.J.A.G.M.Y | H-FCU | NULL | 43324 | B202 CLASSROOM | OPERATING
545 | Watkins Mill HS | 110105265 | 79443 | HVAC - Fan Coil Unit | DAIKIN | FC.VC.1.06.J.A.G.M.Y | H-FCU | NULL | 43324 | B202 CLASSROOM | OPERATING
545 | Watkins Mill HS | 110105266 | 79444 | HVAC - Fan Coil Unit | DAIKIN | FC.VC.1.06.J.A.G.M.Y | H-FCU | NULL | 43324 | B204 CLASSROOM | OPERATING
545 | Watkins Mill HS | 110105267 | 79445 | HVAC - Fan Coil Unit | DAIKIN | FC.VC.1.06.J.A.G.M.Y | H-FCU | NULL | 43324 | B204 CLASSROOM | OPERATING
545 | Watkins Mill HS | 110105269 | 79446 | HVAC - Fan Coil Unit | DAIKIN | FC.VC.1.06.J.A.G.M.Y | H-FCU | NULL | 43324 | B208 CLASSROOM | OPERATING
545 | Watkins Mill HS | 110105270 | 79447 | HVAC - Fan Coil Unit | DAIKIN | FC.VC.1.06.J.A.G.M.Y | H-FCU | NULL | 43324 | B208 CLASSROOM | OPERATING
545 | Watkins Mill HS | 110105272 | 79448 | HVAC - Fan Coil Unit | DAIKIN | FC.VC.1.08.J.A.G.M.Y | H-FCU | NULL | 43324 | B210 CLASSROOM | OPERATING
545 | Watkins Mill HS | 110105273 | 79449 | HVAC - Fan Coil Unit | DAIKIN | FC.VC.1.06.J.A.G.M.Y | H-FCU | NULL | 43324 | B212 CLASSROOM | OPERATING
545 | Watkins Mill HS | 110105274 | 79450 | HVAC - Fan Coil Unit | DAIKIN | FC.VC.1.06.J.A.G.M.Y | H-FCU | NULL | 43324 | B212 CLASSROOM | OPERATING
545 | Watkins Mill HS | 110105275 | 79451 | HVAC - Fan Coil Unit | DAIKIN | FC.VC.1.06.J.A.G.M.Y | H-FCU | NULL | 43324 | B229 CLASSROOM | OPERATING
545 | Watkins Mill HS | 110105276 | 79452 | HVAC - Fan Coil Unit | DAIKIN | FC.VC.1.06.J.A.G.M.Y | H-FCU | NULL | 43324 | B229 CLASSROOM | OPERATING
545 | Watkins Mill HS | 110105277 | 79453 | HVAC - Fan Coil Unit | DAIKIN | FC.VC.1.08.J.A.G.M.Y | H-FCU | NULL | 43324 | B221 CLASSROOM | OPERATING
545 | Watkins Mill HS | 110105279 | 79454 | HVAC - Fan Coil Unit | DAIKIN | FC.VC.1.08.J.A.G.M.Y | H-FCU | SL9U162600696 | 43324 | B219 CLASSROOM | OPERATING
545 | Watkins Mill HS | 110105280 | 79455 | HVAC - Fan Coil Unit | DAIKIN | FC.VC.1.08.J.A.G.M.Y | H-FCU | NULL | 43324 | B219 CLASSROOM | OPERATING
545 | Watkins Mill HS | 110105282 | 79457 | HVAC - Fan Coil Unit | DAIKIN | FC.VC.1.06.J.A.G.M.Y | H-FCU | NULL | 43324 | B217 CLASSROOM | OPERATING
545 | Watkins Mill HS | 110105283 | 79458 | HVAC - Fan Coil Unit | DAIKIN | FC.VC.1.10.J.A.G.M.Y | H-FCU | NULL | 43324 | A208 CLASSROOM | OPERATING
545 | Watkins Mill HS | 110105284 | 79459 | HVAC - Fan Coil Unit | DAIKIN | FC.VC.1.10.J.A.G.M.Y | H-FCU | NULL | 43324 | A208 CLASSROOM | OPERATING
545 | Watkins Mill HS | 110105285 | 79460 | HVAC - Fan Coil Unit | DAIKIN | FC.VC.1.06.J.A.G.M.Y | H-FCU | NULL | 43324 | A209 CLASSROOM | OPERATING
545 | Watkins Mill HS | 110105286 | 79461 | HVAC - Fan Coil Unit | DAIKIN | FC.VC.1.06.J.A.G.M.Y | H-FCU | NULL | 43324 | A209 CLASSROOM | OPERATING
545 | Watkins Mill HS | 110105287 | 79462 | HVAC - Fan Coil Unit | DAIKIN | FC.VC.1.06.J.A.G.M.Y | H-FCU | NULL | 43324 | A209 CLASSROOM | OPERATING
545 | Watkins Mill HS | 110105288 | 79463 | HVAC - Fan Coil Unit | DAIKIN | FC.VC.1.10.J.A.G.M.Y | H-FCU | NULL | 43324 | A206 CLASSROOM | OPERATING
545 | Watkins Mill HS | 110105289 | 79464 | HVAC - Fan Coil Unit | DAIKIN | FC.VC.1.10.J.A.G.M.Y | H-FCU | NULL | 43324 | A206 CLASSROOM | OPERATING
545 | Watkins Mill HS | 110105291 | 79465 | HVAC - Fan Coil Unit | DAIKIN | FC.VC.1.10.J.A.G.M.Y | H-FCU | NULL | 43324 | A200 CLASSROOM | OPERATING
545 | Watkins Mill HS | 110105292 | 79466 | HVAC - Fan Coil Unit | DAIKIN | FC.VC.1.10.J.A.G.M.Y | H-FCU | NULL | 43324 | A200 CLASSROOM | OPERATING
545 | Watkins Mill HS | 110105293 | 79467 | HVAC - Fan Coil Unit | DAIKIN | FC.VC.1.10.J.A.G.M.Y | H-FCU | NULL | 43324 | A200 CLASSROOM CEILING | OPERATING
545 | Watkins Mill HS | 110105295 | 79468 | HVAC - Fan Coil Unit | DAIKIN | FC.VC.1.10.J.A.G.M.Y | H-FCU | NULL | 43324 | A202 CLASSROOM | OPERATING
545 | Watkins Mill HS | 110105296 | 79469 | HVAC - Fan Coil Unit | DAIKIN | FC.VC.1.10.J.A.G.M.Y | H-FCU | NULL | 43324 | A202 CLASSROOM | OPERATING
545 | Watkins Mill HS | 110105300 | 79470 | HVAC - Fan Coil Unit | DAIKIN | FC.VC.1.10.J.A.G.M.Y | H-FCU | NULL | 43324 | A202 CLASSROOM CEILING | OPERATING
545 | Watkins Mill HS | 110105302 | 79472 | HVAC - Fan Coil Unit | DAIKIN | FC.VC.1.06.J.A.G.M.Y | H-FCU | NULL | 43324 | A203 CLASSROOM | OPERATING
545 | Watkins Mill HS | 110105303 | 79473 | HVAC - Fan Coil Unit | DAIKIN | FC.VC.1.06.J.A.G.M.Y | H-FCU | NULL | 43324 | A203 CLASSROOM | OPERATING
545 | Watkins Mill HS | 110105305 | 79474 | HVAC - Fan Coil Unit | DAIKIN | FC.VC.1.10.J.A.G.M.Y | H-FCU | NULL | 43324 | D208 CLASSROOM CEILING | OPERATING
545 | Watkins Mill HS | 110105306 | 79475 | HVAC - Fan Coil Unit | DAIKIN | FC.VC.1.10.J.A.G.M.Y | H-FCU | NULL | 43324 | D208 CLASSROOM | OPERATING
545 | Watkins Mill HS | 110105307 | 79476 | HVAC - Fan Coil Unit | DAIKIN | FC.VC.1.10.J.A.G.M.Y | H-FCU | NULL | 43324 | D208 CLASSROOM | OPERATING
545 | Watkins Mill HS | 110105308 | 79477 | HVAC - Fan Coil Unit | DAIKIN | FC.VC.1.10.J.A.G.M.Y | H-FCU | NULL | 43324 | D202 CLASSROOM | OPERATING
545 | Watkins Mill HS | 110105309 | 79478 | HVAC - Fan Coil Unit | DAIKIN | FC.VC.1.10.J.A.G.M.Y | H-FCU | NULL | 43324 | D202 CLASSROOM | OPERATING
545 | Watkins Mill HS | 110105310 | 79479 | HVAC - Fan Coil Unit | DAIKIN | FC.VC.1.10.J.A.G.M.Y | H-FCU | NULL | 43324 | D202 CLASSROOM CEILING | OPERATING
545 | Watkins Mill HS | 110105311 | 79480 | HVAC - Fan Coil Unit | DAIKIN | FC.VC.1.08.J.A.G.M.Y | H-FCU | NULL | 43324 | D201 CLASSROOM | OPERATING
545 | Watkins Mill HS | 110105312 | 79481 | HVAC - Fan Coil Unit | DAIKIN | FC.VC.1.10.J.A.G.M.Y | H-FCU | NULL | 43324 | D201 CLASSROOM | OPERATING
545 | Watkins Mill HS | 110105313 | 79482 | HVAC - Fan Coil Unit | DAIKIN | FC.VC.1.10.J.A.G.M.Y | H-FCU | NULL | 43324 | IMC STORAGE | OPERATING
545 | Watkins Mill HS | 110105314 | 79483 | HVAC - Fan Coil Unit | DAIKIN | FC.VC.1.10.J.A.G.M.Y | H-FCU | NULL | 43324 | IMC STORAGE | OPERATING
545 | Watkins Mill HS | 110105315 | 79484 | HVAC - Fan Coil Unit | DAIKIN | FC.VC.1.10.J.A.G.M.Y | H-FCU | NULL | 43324 | C203 CLASSROOM | OPERATING
545 | Watkins Mill HS | 110105316 | 79485 | HVAC - Fan Coil Unit | DAIKIN | FC.VC.1.10.J.A.G.M.Y | H-FCU | NULL | 43324 | C203 CLASSROOM | OPERATING
545 | Watkins Mill HS | 110105317 | 79486 | HVAC - Fan Coil Unit | DAIKIN | FC.VC.1.10.J.A.G.M.Y | H-FCU | NULL | 43324 | C200 CLASSROOM | OPERATING
545 | Watkins Mill HS | 110105318 | 79487 | HVAC - Fan Coil Unit | DAIKIN | FC.VC.1.10.J.A.G.M.Y | H-FCU | NULL | 43324 | C200 CLASSROOM | OPERATING
545 | Watkins Mill HS | 110105319 | 79488 | HVAC - Fan Coil Unit | DAIKIN | FC.VC.1.10.J.A.G.M.Y | H-FCU | NULL | 43324 | C202 CLASSROOM | OPERATING
545 | Watkins Mill HS | 110105320 | 79489 | HVAC - Fan Coil Unit | DAIKIN | FC.VC.1.10.J.A.G.M.Y | H-FCU | NULL | 43324 | C202 CLASSROOM | OPERATING
545 | Watkins Mill HS | 110105321 | 79490 | HVAC - Fan Coil Unit | DAIKIN | FC.VC.1.10.J.A.G.M.Y | H-FCU | NULL | 43324 | C202 CLASSROOM | OPERATING
545 | Watkins Mill HS | 110105322 | 79491 | HVAC - Fan Coil Unit | DAIKIN | FC.VC.1.10.J.A.G.M.Y | H-FCU | NULL | 43324 | C205 CLASSROOM | OPERATING
545 | Watkins Mill HS | 110105323 | 79493 | HVAC - Fan Coil Unit | DAIKIN | FC.VC.1.06.J.A.G.M.Y | H-FCU | NULL | 43324 | C205 CLASSROOM | OPERATING
545 | Watkins Mill HS | 110105324 | 79494 | HVAC - Fan Coil Unit | DAIKIN | FC.VC.1.06.J.A.G.M.Y | H-FCU | NULL | 43324 | C205 CLASSROOM | OPERATING
545 | Watkins Mill HS | 110105325 | 79495 | HVAC - Fan Coil Unit | DAIKIN | FC.VC.1.10.J.A.G.M.Y | H-FCU | NULL | 43324 | D200 CLASSROOM | OPERATING
545 | Watkins Mill HS | 110105326 | 79496 | HVAC - Fan Coil Unit | DAIKIN | FC.VC.1.10.J.A.G.M.Y | H-FCU | NULL | 43324 | D200 CLASSROOM | OPERATING
545 | Watkins Mill HS | 110105327 | 79497 | HVAC - Fan Coil Unit | DAIKIN | FC.VC.1.04.J.A.G.M.Y | H-FCU | NULL | 43324 | D200 CLASSROOM | OPERATING
545 | Watkins Mill HS | 110105328 | 79498 | HVAC - Fan Coil Unit | DAIKIN | FC.VC.1.10.J.A.G.M.Y | H-FCU | NULL | 43324 | D200 CLASSROOM | OPERATING
545 | Watkins Mill HS | 110105329 | 79499 | HVAC - Fan Coil Unit | DAIKIN | FC.VC.1.08.J.A.G.M.Y | H-FCU | NULL | 43324 | D203 CLASSROOM | OPERATING
545 | Watkins Mill HS | 110105330 | 79500 | HVAC - Fan Coil Unit | DAIKIN | FC.VC.1.08.J.A.G.M.Y | H-FCU | NULL | 43324 | D203 CLASSROOM | OPERATING
545 | Watkins Mill HS | 110105331 | 79501 | HVAC - Fan Coil Unit | DAIKIN | FC.VC.1.08.J.A.G.M.Y | H-FCU | NULL | 43324 | D203 CLASSROOM | OPERATING
545 | Watkins Mill HS | 110105332 | 79502 | HVAC - Fan Coil Unit | DAIKIN | FC.VC.1.08.J.A.G.M.Y | H-FCU | NULL | 43324 | CHEMISTRY EQUIPMENT STORAGE (D200) | OPERATING
545 | Watkins Mill HS | 110105333 | 79503 | HVAC - Fan Coil Unit | DAIKIN | FC.VC.1.10.J.A.G.M.Y | H-FCU | NULL | 43324 | C206 CLASSROOM | OPERATING
545 | Watkins Mill HS | 110105334 | 79504 | HVAC - Fan Coil Unit | DAIKIN | FC.VC.1.10.J.A.G.M.Y | H-FCU | NULL | 43324 | C206 CLASSROOM | OPERATING
545 | Watkins Mill HS | 110105335 | 79505 | HVAC - Fan Coil Unit | DAIKIN | FC.VC.1.10.J.A.G.M.Y | H-FCU | NULL | 43324 | C206 CLASSROOM | OPERATING
545 | Watkins Mill HS | 110105336 | 79506 | HVAC - Fan Coil Unit | DAIKIN | FC.VC.1.06.J.A.G.M.Y | H-FCU | NULL | 43324 | C221C CLASSROOM | OPERATING
545 | Watkins Mill HS | 110105337 | 79508 | HVAC - Fan Coil Unit | DAIKIN | FC.VC.1.06.J.A.G.M.Y | H-FCU | NULL | 43324 | C221C CLASSROOM | OPERATING
545 | Watkins Mill HS | 110105338 | 79509 | HVAC - Fan Coil Unit | DAIKIN | FC.VC.1.10.J.A.G.M.Y | H-FCU | NULL | 43324 | C208 CLASSROOM | OPERATING
545 | Watkins Mill HS | 110105339 | 79510 | HVAC - Fan Coil Unit | DAIKIN | FC.VC.1.10.J.A.G.M.Y | H-FCU | NULL | 43324 | C208 CLASSROOM | OPERATING
545 | Watkins Mill HS | 110105340 | 79511 | HVAC - Fan Coil Unit | DAIKIN | FC.VC.1.10.J.A.G.M.Y | H-FCU | NULL | 43324 | C208 CLASSROOM | OPERATING
545 | Watkins Mill HS | 110105342 | 79512 | HVAC - Hot Water Pmp | BELL & GOSSETT | E-1510 SSFW 9.375 | H-HWP | C224065-01D61 | 43324 | T025 STORAGE | OPERATING
545 | Watkins Mill HS | 110105343 | 79513 | HVAC - Variable Frequency Drive | ABB | ACX550-UO-015A-4 | H-VFD | 2162004881 | 43324 | T025 STORAGE | OPERATING
545 | Watkins Mill HS | 110018715 | 11990 | HVAC - Space Heaters | Trane | UHSA-168S-8C-AAP | H-SPH | D88DD6558 | NULL | Room By Mechanical Room | OPERATING
545 | Watkins Mill HS | 110018717 | 11991 | HVAC - Space Heaters | Trane | UHSA-168S-8C-AAP | H-SPH | NONE | NULL | Room By Mechanical Room | OPERATING
545 | Watkins Mill HS | 110018721 | 11992 | HVAC - Space Heaters | Trane | UHSA-168S-8C-AAP | H-SPH | NONE | NULL | TRASH ROOM | OPERATING
545 | Watkins Mill HS | 110018779 | 11993 | HVAC - Space Heaters | Trane | UHEC-1030080 | H-SPH | NONE | NULL | Room By Classroom C206, Room 221c | OPERATING
545 | Watkins Mill HS | 110018780 | 11994 | HVAC - Space Heaters | Trane | UHEC-1030080 | H-SPH | NONE | NULL | Room By Classroom C206, Room 221c | OPERATING
545 | Watkins Mill HS | 110018884 | 11995 | HVAC - Space Heaters | Trane | NULL | H-SPH | NONE | NULL | Stage Loading Dock | OPERATING
545 | Watkins Mill HS | 110019075 | 11996 | HVAC - Space Heaters | Trane | NULL | H-SPH | NONE | NULL | Room By Classroom E003, Outside Mech Room | OPERATING
545 | Watkins Mill HS | 110018708 | 11997 | HVAC - Exaust Fan - Belt | NULL | NULL | H-SF-BD | NONE | NULL | Overhead | OPERATING
545 | Watkins Mill HS | 110018713 | 11998 | HVAC - Exaust Fan - Direct | Ilg Industries | NULL | H-SF-DD | NONE | NULL | NULL | OPERATING
545 | Watkins Mill HS | 110018928 | 12024 | Life - Kitchen Hood Fire Suppression | Gaylord | CG-BDL/DS/MA | L-KITHFSB | 89232 | NULL | NULL | OPERATING
545 | Watkins Mill HS | 110018931 | 12025 | Life - Kitchen Hood Fire Suppression | Gaylord | CG-BDL/DS/MA | L-KITHFSB | GE89231 | NULL | NULL | OPERATING
545 | Watkins Mill HS | 110018569 | 12026 | Life - Smoke Detector - Duct | System Sensor | AX641745 | L-SMOKE-D | NONE | NULL | Roof, Over Stage In Ahu14 | OPERATING
545 | Watkins Mill HS | 110014227 | 12069 | Misc - Library Security Gates | NULL | NULL | M-LIBSCG | NULL | NULL | NULL | OPERATING
545 | Watkins Mill HS | 110018694 | 12071 | Plumb - Backflow Preventers | Watts Regulator | 909 - 1.5" RPZA | P-BKPRV | 199153 | NULL | BOILER ROOM | OPERATING
545 | Watkins Mill HS | 110018695 | 12072 | Plumb - Backflow Preventers | Watts Regulator | 909M1 - 2" RPZA | P-BKPRV | 347395 | NULL | BOILER ROOM | OPERATING
545 | Watkins Mill HS | 110018899 | 12076 | Plumb - Backflow Preventers | Watts Regulator | 909M1 - 2" RPZA | P-BKPRV | 293730 | NULL | Room By Boys Locker Room | OPERATING
545 | Watkins Mill HS | 110018640 | 12077 | Plumb - Dom Water Circ Pmp/Motor | N.H. Yates & Co, Inc | 2.5X2X6.5S | P-DOMHWCP | 07-88-12305 | NULL | Room By Boiler Room, Fire Sprinkler Room | OPERATING
545 | Watkins Mill HS | 110018692 | 12078 | Plumb - Dom Water Circ Pmp/Motor | Marathon Electric | TVF56T17D5540A | P-DOMHWCP | NONE | NULL | BOILER ROOM | OPERATING
545 | Watkins Mill HS | 110018693 | 12079 | Plumb - Dom Water Circ Pmp/Motor | Marathon Electric | TVF56T17D5540A | P-DOMHWCP | NONE | NULL | BOILER ROOM | OPERATING
545 | Watkins Mill HS | 110018840 | 12080 | Plumb - Dom Water Circ Pmp/Motor | NULL | NULL | P-DOMHWCP | NONE | NULL | NULL | OPERATING
545 | Watkins Mill HS | 110018841 | 12081 | Plumb - Dom Water Circ Pmp/Motor | NULL | NULL | P-DOMHWCP | NONE | NULL | NULL | OPERATING
545 | Watkins Mill HS | 110018675 | 12082 | Plumb - Dom Water Expan Tank | Bell & Gossett | NULL | P-DOMEXPTNK | 88-2832 | NULL | Boiler Room | OPERATING
545 | Watkins Mill HS | 110018617 | 12084 | Plumb - Water Heaters Electric | A. O. Smith Corp. | DEN30110 | P-DOMHWH | 005M0006001 | NULL | Concessons Football Field | OPERATING
545 | Watkins Mill HS | E77752 | 57048 | Misc - Kilns | L & L | JD230 | M-KLN | 122205 | NULL | NULL | OPERATING
545 | Watkins Mill HS | E77753 | 57049 | Misc - Kilns | L & L | JD230 | M-KLN | 31405 | NULL | NULL | OPERATING
545 | Watkins Mill HS | F85108 | 62292 | Aud Vis - LCD Projector | NEC | M260X | AV-LCDPRJ | 1503309FC | NULL | NULL | OPERATING
545 | Watkins Mill HS | F85109 | 62293 | Aud Vis - LCD Projector | NEC | M260X | AV-LCDPRJ | 1503308FC | NULL | NULL | OPERATING
545 | Watkins Mill HS | F96987 | 62412 | Aud Vis - LCD Projector | EPSON | 905 | AV-LCDPRJ | PAA3700474 | NULL | NULL | OPERATING
545 | Watkins Mill HS | F96988 | 62413 | Aud Vis - LCD Projector | EPSON | 905 | AV-LCDPRJ | PAA3700491 | NULL | NULL | OPERATING
545 | Watkins Mill HS | A22490 | 73139 | Kitchen - Table - Cashier | COL PT | K28 | K-TABLCASH | F89D0868 | NULL | NULL | OPERATING
545 | Watkins Mill HS | A42037 | 73304 | Misc - Etching Press | CONRAD | E-18 | M-ETPRESS | 18076 | NULL | NULL | OPERATING
545 | Watkins Mill HS | E77937 | 73310 | Misc - Lathe | TECHNO | 1419 LATH COMPUTERIZED | M-LATHE | 1419-0134-041506 | NULL | NULL | OPERATING
545 | Watkins Mill HS | 110101703 | 77867 | Radon Mitigation System (Fan) | Radon Away | RP265 | M-RDNF | NULL | NULL | Roof Equipment | OPERATING
545 | Watkins Mill HS | 110101704 | 77868 | Radon Mitigation System (Fan) | Radon Away | RP265 | M-RDNF | NULL | NULL | Roof Equipment | OPERATING
545 | Watkins Mill HS | 110125711 | 92862 | HVAC - Condenser | DAIKIN | RXTQ36TAVJ9 | H-COND | F001576 | 44058 | ROOF OVER FRONT ENTERECE | OPERATING
545 | Watkins Mill HS | 110125712 | 92863 | HVAC - Condenser | DAIKIN | RXYQ72TAYDU | H-COND | 1805396080 | 44058 | ROOF OVER FRONT ENTERECE | OPERATING
545 | Watkins Mill HS | 110125713 | 92864 | HVAC - Condenser | DAIKIN | RXYQ120TAYDU | H-COND | 1805422656 | 44058 | ROOF OVER FRONT ENTERECE | OPERATING
545 | Watkins Mill HS | 110125714 | 92865 | HVAC - Evaporator | DAIKIN | FXFQ24TVJU | H-EVAP | C006760 | 44058 | A202 CLASSROOM OVERHEAD RECESSED IN CEILING | OPERATING
545 | Watkins Mill HS | 110125715 | 92866 | HVAC - Evaporator | DAIKIN | FXFQ24TVJU | H-EVAP | C006719 | 44058 | A202 CLASSROOM OVERHEAD RECESSED IN CEILING | OPERATING
545 | Watkins Mill HS | 110125716 | 92867 | HVAC - Evaporator | DAIKIN | FXFQ24TVJU | H-EVAP | C006720 | 44058 | A200 CLASSROOM OVERHEAD RECESSED IN CEILING | OPERATING
545 | Watkins Mill HS | 110125717 | 92868 | HVAC - Evaporator | DAIKIN | FXFQ24TVJU | H-EVAP | C006721 | 44058 | A200 CLASSROOM OVERHEAD RECESSED IN CEILING | OPERATING
545 | Watkins Mill HS | 110125718 | 92869 | HVAC - Evaporator | DAIKIN | FXFQ24TVJU | H-EVAP | C006740 | 44058 | D208 CLASSROOM OVERHEAD RECESSED IN CEILING | OPERATING
545 | Watkins Mill HS | 110125719 | 92870 | HVAC - Evaporator | DAIKIN | FXFQ24TVJU | H-EVAP | C006735 | 44058 | D208 CLASSROOM OVERHEAD RECESSED IN CEILING | OPERATING
545 | Watkins Mill HS | 110125720 | 92871 | HVAC - Evaporator | DAIKIN | FXFQ24TVJU | H-EVAP | C006739 | 44058 | D202 CLASSROOM OVERHEAD RECESSED IN CEILING | OPERATING
545 | Watkins Mill HS | 110125721 | 92872 | HVAC - Evaporator | DAIKIN | FXFQ24TVJU | H-EVAP | C006741 | 44058 | D202 CLASSROOM OVERHEAD RECESSED IN CEILING | OPERATING
545 | Watkins Mill HS | 110125723 | 92873 | HVAC - Evaporator | DAIKIN | FXZQ09M7VJU | H-EVAP | NULL | 42333 | D104 WELLNESS CENTER OVERHEAD RECESSED IN CEILING | OPERATING
545 | Watkins Mill HS | 110125725 | 92874 | HVAC - Evaporator | DAIKIN | FXZQ18M7VJU | H-EVAP | NULL | 42333 | D104J WELLNESS CONFERENCE OVERHEAD RECESSED IN CEILING | OPERATING
545 | Watkins Mill HS | E93785 | 56997 | Custodial - Wet Dry | NA | PWD615 | CE-WETDRY | 1426 | NULL | NULL | OPERATING
545 | Watkins Mill HS | 110074499 | 62483 | Life - Chemical Fume Hood | KEWAUNEE | NULL | L-FUH | NULL | NULL | NULL | OPERATING
545 | Watkins Mill HS | 110074506 | 62484 | Life - Chemical Fume Hood | KEWAUNEE | NULL | L-FUH | NULL | NULL | NULL | OPERATING
545 | Watkins Mill HS | 110074522 | 62485 | Life - Chemical Fume Hood | KEWAUNEE | NULL | L-FUH | NULL | NULL | NULL | OPERATING
545 | Watkins Mill HS | 110074578 | 62492 | Misc - Divider Doors Motorized | NULL | NULL | M-DVDDR | NULL | NULL | MAIN GYM | OPERATING
545 | Watkins Mill HS | 110074580 | 62493 | Misc - Divider Doors Motorized | NULL | NULL | M-DVDDR | NULL | NULL | GYM2 | OPERATING
545 | Watkins Mill HS | 110074658 | 62496 | HVAC - Fan Coil Unit | Trane | RHS6A008 | H-FCU | NULL | NULL | IN HALL NEXT TO ELECTRICAL ROOM G011 | OPERATING
545 | Watkins Mill HS | 110075447 | 68169 | HVAC - Variable Frequency Drive | Yaskawa | E7BVB077 | H-VFD | 4W1295134520001 | 41956 | BOILER ROOM | OPERATING
545 | Watkins Mill HS | 110075448 | 68170 | HVAC - Variable Frequency Drive | YASKAWA | E7BVB077 | H-VFD | 4W1295134520002 | 41956 | BOILER ROOM | OPERATING
545 | Watkins Mill HS | 110076390 | 68354 | Life - Fire Pump - Elec | METRON | MP300 | L-FP-ELE | QA-11NA7355-11 | 41484 | Fire Pump #8A | OPERATING
545 | Watkins Mill HS | 110076389 | 68357 | Life - Fire Pump - Elec | AURORA | 3-491 | L-FP-ELE | 11-2074760 | 41484 | Fire Pump #8A | OPERATING
545 | Watkins Mill HS | 110076388 | 68360 | Life - Fire Pump - Elec | NULL | NULL | L-FP-ELE | NULL | NULL | Fire Pump #8A | OPERATING
545 | Watkins Mill HS | A22504 | 62999 | HVAC - Reach-In Refrigerator | TRAUL | GHT-32 | H-RFIGRI | M133750 | NULL | NULL | OPERATING
545 | Watkins Mill HS | A22505 | 63000 | HVAC - Reach-In Refrigerator | TRAUL | GLT-32 | H-RFIGRI | M133790 | NULL | NULL | OPERATING
545 | Watkins Mill HS | F90018 | 63204 | HVAC - Reach-In Refrigerator | NORLAKE | NR522SSS | H-RFIGRI | 11080264 | NULL | NULL | OPERATING
545 | Watkins Mill HS | E72215 | 63251 | HVAC - Reach-In Refrigerator | TRUE | TMC49S | H-RFIGRI | 4011591 | NULL | NULL | OPERATING
545 | Watkins Mill HS | E93787 | 63260 | HVAC - Reach-In Refrigerator | HOSHIZAK | NA | H-RFIGRI | NSN | NULL | NULL | OPERATING
545 | Watkins Mill HS | E93788 | 63261 | HVAC - Reach-In Refrigerator | HOBART | NA | H-RFIGRI | NSN | NULL | NULL | OPERATING
545 | Watkins Mill HS | G79442 | 73847 | Aud Vis - LCD Projector | EPSON | PL965 | AV-LCDPRJ | 53K4900306 | NULL | NULL | OPERATING
545 | Watkins Mill HS | G17560 | 73885 | Kitchen - Counter - Hot | COL PT | 5E5CPA | K-COUNTERHT | F89B0875 | NULL | NULL | OPERATING
545 | Watkins Mill HS | G17558 | 74040 | Kitchen - Oven - Convection | GARLAN | J03764 | K-OVENCONV | 240748 | NULL | NULL | OPERATING
545 | Watkins Mill HS | 110126388 | 93235 | HVAC - Fan Coil Unit | DAIKIN | FC.VC.1.04.A.A.G.M.Y.04.W.4.12.R | H-FCU | SLPU191380737 | NULL | HALL BY CR E001 | OPERATING
545 | Watkins Mill HS | 110126389 | 93236 | HVAC - Unit Ventilator | DAIKIN | U.AVS.9.H07.A.4.00.R | H-UVENT | SLPU191300103 | NULL | E001 CLASSROOM ART | OPERATING
545 | Watkins Mill HS | 110126390 | 93237 | HVAC - Unit Ventilator | DAIKIN | U.AVS.9.H07.A.4.00.R | H-UVENT | SLPU191300100 | NULL | EOO1 CLASSROOM ART LEFT | OPERATING
545 | Watkins Mill HS | 110126391 | 93238 | HVAC - Air Handling Unit | DAINKIN | FXSQ15TAVJU | H-AHU | E000588 | NULL | E001 CR ART OVERHEAD IN E001C STORAGE | OPERATING
545 | Watkins Mill HS | 110126392 | 93240 | HVAC - Air Handling Unit | DAIKIN | FXSQ15TAVJU | H-AHU | NULL | NULL | E001 CR ART OVERHEAD IN E001C STORAGE | OPERATING
545 | Watkins Mill HS | 110126393 | 93242 | HVAC - Unit Ventilator | DAIKIN | U.AVS.9.H10.A.4.00.R | H-UVENT | SLPU191300122 | NULL | E003 CLASSROOM ART | OPERATING
545 | Watkins Mill HS | 110126394 | 93243 | HVAC - Fan Coil Unit | DAIKIN | FC.VC.1.04.A.A.G.M.Y.04.W.4.12.R | H-FCU | SLPU191380675 | NULL | HALL BY CR E010 | OPERATING
545 | Watkins Mill HS | 110126395 | 93244 | HVAC - Fan Coil Unit | DAIKIN | FC.VC.1.04.A.A.G.M.Y.04.W.4.12.R | H-FCU | SLPU191380693 | NULL | STAIRWELL IN E WING | OPERATING
545 | Watkins Mill HS | 110126398 | 93246 | HVAC - Unit Ventilator | DAIKIN | U.AVS.9.H15.A.4.00.S | H-UVENT | SLPU19130058 | NULL | E008 CLASSROOM | OPERATING
545 | Watkins Mill HS | 110126399 | 93247 | HVAC - Unit Ventilator | DAIKIN | U.AVS.9.H15.A.4.00.S | H-UVENT | SLPU191300357 | NULL | E006 CLASSROOM | OPERATING
545 | Watkins Mill HS | 110126400 | 93248 | HVAC - Unit Ventilator | DAIKIN | U.AVS.9.H15.A.4.00.S | H-UVENT | SLPU191300356 | NULL | E004 CLASSROOM | OPERATING
545 | Watkins Mill HS | 110126401 | 93250 | HVAC - Unit Ventilator | DAIKIN | U.AVS.9.H13.A.4.00.S | H-UVENT | SLPU191300280 | NULL | E002 CLASSROOM | OPERATING
545 | Watkins Mill HS | 110126402 | 93251 | HVAC - Fan Coil Unit | DAIKIN | FC.VC.1.08 | H-FCU | SLPU191380733 | NULL | C114 CLASSROOM | OPERATING
545 | Watkins Mill HS | 110126396 | 93253 | HVAC - Unit Ventilator | AFF | U.AVS.9.H15.A.4.00.R | H-UVENT | NULL | NULL | E010 CLASSROOM | OPERATING
545 | Watkins Mill HS | 110126403 | 93255 | HVAC - Fan Coil Unit | DAIKIN | FC.VC.1.08 | H-FCU | SLPU191380663 | NULL | C114 CLASSROOM | OPERATING
545 | Watkins Mill HS | 110126404 | 93256 | HVAC - Fan Coil Unit | DAIKIN | FC.VC.1.10 | H-FCU | SLPU191380665 | NULL | C123 CLASSROOM | OPERATING
545 | Watkins Mill HS | 110126405 | 93257 | HVAC - Fan Coil Unit | DAIKIN | FC.VC.1.10 | H-FCU | SLPU191380669 | NULL | C123 CLASSROOM | OPERATING
545 | Watkins Mill HS | 110126406 | 93258 | HVAC - Fan Coil Unit | DAIKIN | FC.VC.1.10 | H-FCU | SLPU191380133 | NULL | C112 CLASSROOM | OPERATING
545 | Watkins Mill HS | 110126407 | 93259 | HVAC - Fan Coil Unit | DAIKIN | FC.VC.1.10 | H-FCU | SLPU191380691 | NULL | C112 CLASSROOM | OPERATING
545 | Watkins Mill HS | 110126408 | 93274 | HVAC - Fan Coil Unit | DAIKIN | FC.VC.1.08 | H-FCU | SLPU191380735 | NULL | C110 CLASSROOM | OPERATING
545 | Watkins Mill HS | 110126409 | 93275 | HVAC - Fan Coil Unit | DAIKIN | FC.VC.1.08 | H-FCU | SLPU191380123 | NULL | C110 CLASSROOM | OPERATING
545 | Watkins Mill HS | 110126410 | 93276 | HVAC - Fan Coil Unit | DAIKIN | FC.VC.1.04.A.A.G.M.Y.04.W.4.12.R | H-FCU | SLPU191380697 | NULL | HALL BY E101 | OPERATING
545 | Watkins Mill HS | 110126511 | 93277 | HVAC - Unit Ventilator | DAIKIN | U.AVS.9.H10.A.4.00.R | H-UVENT | SLPU1913001203 | NULL | E101 CLASSROOM ART | OPERATING
545 | Watkins Mill HS | 110126412 | 93280 | HVAC - Unit Ventilator | DAIKIN | U.AVS.9.H10.A.4.00.R | H-UVENT | SLPU191300124 | NULL | E103 CLASSROOM ART | OPERATING
545 | Watkins Mill HS | 110126413 | 93281 | HVAC - Unit Ventilator | DAIKIN | U.AVS.9.H10.A.4.00.R | H-UVENT | SLPU191300126 | NULL | E105 CLASSROOM ART | OPERATING
545 | Watkins Mill HS | 110126414 | 93284 | HVAC - Unit Ventilator | DAIKIN | U.AVS.9.H07 | H-UVENT | SLPU191300101 | NULL | E107 CLASSROOM ART | OPERATING
545 | Watkins Mill HS | 110126415 | 93287 | HVAC - Fan Coil Unit | DAIKIN | FC.VC.1.04.A.A.G.M.Y.04.W.4.12.R | H-FCU | SLPU191380131 | NULL | HALL BY E106 | OPERATING
545 | Watkins Mill HS | 110126417 | 93289 | HVAC - Unit Ventilator | AFF | U.AVS.6.S13. | H-UVENT | AUBU125000003 | NULL | E108 CLASSROOM | OPERATING
545 | Watkins Mill HS | 110126418 | 93295 | HVAC - Unit Ventilator | DAIKIN | U.AVS.9.H15.A.4.00.S | H-UVENT | SLPU101380292 | NULL | E104 CLASSROOM | OPERATING
545 | Watkins Mill HS | 110126419 | 93296 | HVAC - Unit Ventilator | DAIKIN | U.AVS.9.H15.A.4.00.S | H-UVENT | SLPU191300291 | NULL | E102 CLASSROOM | OPERATING
545 | Watkins Mill HS | 110126424 | 93301 | HVAC - Unit Ventilator | DAIKIN | U.AVS.9.H13.A.4.00.S | H-UVENT | SLPU101300282 | NULL | E100 CLASSROOM | OPERATING
545 | Watkins Mill HS | 110126424 | 93303 | HVAC - Fan Coil Unit | DAIKIN | FC.VC.1.12 | H-FCU | SLPU191380717 | NULL | C121 CLASSROOM | OPERATING
545 | Watkins Mill HS | 110126426 | 93305 | HVAC - Fan Coil Unit | DAIKIN | FC.VC.1.10 | H-FCU | SLPU191380711 | NULL | C106 CLASSROOM | OPERATING
545 | Watkins Mill HS | 110126427 | 93306 | HVAC - Fan Coil Unit | DAIKIN | FC.VC.1.10 | H-FCU | SLPU191380563 | NULL | C106 CLASSROOM | OPERATING
545 | Watkins Mill HS | 110126428 | 93311 | HVAC - Fan Coil Unit | DAIKIN | FC.VC.1.08 | H-FCU | SLPU191380141 | NULL | C105CLASSROOM | OPERATING
545 | Watkins Mill HS | 110126429 | 93312 | HVAC - Fan Coil Unit | DAIKIN | FC.VC.1.08 | H-FCU | SLPU191380569 | NULL | C105CLASSROOM | OPERATING
545 | Watkins Mill HS | 110126424 | 93313 | HVAC - Fan Coil Unit | DAIKIN | FC.VC.1.12 | H-FCU | SLPU191380561 | NULL | C103 CLASSROOM | OPERATING
545 | Watkins Mill HS | 110126431 | 93314 | HVAC - Fan Coil Unit | DAIKIN | FC.VC.1.10 | H-FCU | SLPU191380119 | NULL | C104 CLASSROOM | OPERATING
545 | Watkins Mill HS | 110126432 | 93315 | HVAC - Fan Coil Unit | DAIKIN | FC.VC.1.10 | H-FCU | SLPU191380667 | NULL | C104 CLASSROOM | OPERATING
545 | Watkins Mill HS | 110126439 | 93333 | HVAC - Evaporator | DAIKIN | FXFQ30PVJU | H-EVAP | C001643 | NULL | B120 CR Overhead | OPERATING
545 | Watkins Mill HS | 110126440 | 93337 | HVAC - Evaporator | DAIKIN | FXFQ30PVJU | H-EVAP | C001642 | NULL | B120A CR Overhead | OPERATING
545 | Watkins Mill HS | 110126442 | 93342 | HVAC - Fan Coil Unit | DAIKIN | FC.VC.1.08 | H-FCU | SLPU191380709 | NULL | B129 STAFF LOUNGE | OPERATING
545 | Watkins Mill HS | 110126443 | 93344 | HVAC - Fan Coil Unit | DAIKIN | FC.VC.1.08 | H-FCU | SLPU191380673 | NULL | B129 STAFF LOUNGE | OPERATING
545 | Watkins Mill HS | 110126444 | 93346 | HVAC - Evaporator | DAIKIN | FXFQ30PVJU | H-EVAP | C001629 | NULL | B118 COMPUTER LAB OVERHEAD | OPERATING
545 | Watkins Mill HS | 110126446 | 93350 | HVAC - Fan Coil Unit | DAIKIN | FC.VC.1.12 | H-FCU | SLPU191380200 | NULL | B 127 TEAM ROOM | OPERATING
545 | Watkins Mill HS | 110126433 | 93400 | HVAC - Fan Coil Unit | DAIKIN | FC.VC.1.10 | H-FCU | SLPU191380701 | NULL | C101 CLASSROOM | OPERATING
545 | Watkins Mill HS | 110126434 | 93401 | HVAC - Fan Coil Unit | DAIKIN | FC.VC.1.10 | H-FCU | SLPU191380147 | NULL | C101 CLASSROOM | OPERATING
545 | Watkins Mill HS | 110126435 | 93402 | HVAC - Fan Coil Unit | DAIKIN | FC.VC.1.10 | H-FCU | SLPU191380145 | NULL | C102 CLASSROOM | OPERATING
545 | Watkins Mill HS | 110126436 | 93403 | HVAC - Fan Coil Unit | DAIKIN | FC.VC.1.10 | H-FCU | SLPU191380713 | NULL | C102 CLASSROOM | OPERATING
545 | Watkins Mill HS | 110126437 | 93404 | HVAC - Fan Coil Unit | DAIKIN | FC.VC.1.10 | H-FCU | SLPU191380159 | NULL | C100 CLASSROOM | OPERATING
545 | Watkins Mill HS | 110126438 | 93405 | HVAC - Fan Coil Unit | DAIKIN | FC.VC.1.10 | H-FCU | SLPU191380155 | NULL | C100 CLASSROOM | OPERATING
545 | Watkins Mill HS | 110126445 | 93406 | HVAC - Air Handling Unit | NULL | NULL | H-AHU | NULL | NULL | B116 CLASSROOM ABOVE CEILING | OPERATING
545 | Watkins Mill HS | 110126446 | 93407 | HVAC - Fan Coil Unit | DAIKIN | FC.VC.1.12 | H-FCU | SLPU191380200 | NULL | C127 TEAM ROOM | OPERATING
545 | Watkins Mill HS | 110126447 | 93408 | HVAC - Fan Coil Unit | DAIKIN | FC.VC.1.08 | H-FCU | SLPU191380699 | NULL | C114 CLASSROOM | OPERATING
545 | Watkins Mill HS | 110126448 | 93409 | HVAC - Fan Coil Unit | DAIKIN | FC.VC.1.08 | H-FCU | SLPU191380157 | NULL | C114 CLASSROOM | OPERATING
545 | Watkins Mill HS | 110126449 | 93410 | HVAC - Fan Coil Unit | DAIKIN | FC.VC.1.06 | H-FCU | SLPU191380559 | NULL | B112 CLASSROOM | OPERATING
545 | Watkins Mill HS | 110126450 | 93411 | HVAC - Fan Coil Unit | DAIKIN | FC.VC.1.06 | H-FCU | SLPU191380723 | NULL | B112 CLASSROOM | OPERATING
545 | Watkins Mill HS | 110126451 | 93412 | HVAC - Fan Coil Unit | DAIKIN | FC.VC.1.10 | H-FCU | SLPU191380677 | NULL | B123 CLASSROOM | OPERATING
545 | Watkins Mill HS | 110126452 | 93413 | HVAC - Fan Coil Unit | DAIKIN | FC.VC.1.10 | H-FCU | SLPU191380689 | NULL | B123 CLASSROOM | OPERATING
545 | Watkins Mill HS | 110126453 | 93414 | HVAC - Fan Coil Unit | DAIKIN | FC.VC.1.06 | H-FCU | SLPU191380703 | NULL | B110 CLASSROOM | OPERATING
545 | Watkins Mill HS | 110126454 | 93415 | HVAC - Fan Coil Unit | DAIKIN | FC.VC.1.06 | H-FCU | SLPU191380671 | NULL | B110 CLASSROOM | OPERATING
545 | Watkins Mill HS | 110126455 | 93416 | HVAC - Fan Coil Unit | DAIKIN | FC.VC.1.04 | H-FCU | SLPU191380557 | NULL | B121 CR BACK OFFICE | OPERATING
545 | Watkins Mill HS | 110126456 | 93417 | HVAC - Fan Coil Unit | DAIKIN | FC.VC.1.10 | H-FCU | SLPU191380127 | NULL | C119 CLASSROOM | OPERATING
545 | Watkins Mill HS | 110126457 | 93418 | HVAC - Fan Coil Unit | DAIKIN | FC.VC.1.10 | H-FCU | NULL | NULL | C119 CLASSROOM | OPERATING
545 | Watkins Mill HS | 110126458 | 93419 | HVAC - Fan Coil Unit | DAIKIN | FC.HC.2.04 | H-FCU | SLPU191280245 | NULL | 121 CLASSROOM OVERHEAD | OPERATING
545 | Watkins Mill HS | 110126459 | 93420 | HVAC - Fan Coil Unit | DAIKIN | FC.VC.1.06 | H-FCU | SLPU191380695 | NULL | B108 CLASSROOM | OPERATING
545 | Watkins Mill HS | 110126460 | 93421 | HVAC - Fan Coil Unit | DAIKIN | FC.VC.1.06 | H-FCU | SLPU191380137 | NULL | B108 CLASSROOM | OPERATING
545 | Watkins Mill HS | 110126461 | 93422 | HVAC - Fan Coil Unit | DAIKIN | FC.VC.1.06 | H-FCU | SLPU191380125 | NULL | B104 CLASSROOM | OPERATING
545 | Watkins Mill HS | 110126462 | 93423 | HVAC - Fan Coil Unit | DAIKIN | FC.VC.1.06 | H-FCU | SLPU191380129 | NULL | B104 CLASSROOM | OPERATING
545 | Watkins Mill HS | 110126463 | 93424 | HVAC - Fan Coil Unit | DAIKIN | FC.VC.1.06 | H-FCU | SLPU191380143 | NULL | B102 CLASSROOM | OPERATING
545 | Watkins Mill HS | 110126464 | 93425 | HVAC - Fan Coil Unit | DAIKIN | FC.VC.1.06 | H-FCU | SLPU191380679 | NULL | B102 CLASSROOM | OPERATING
545 | Watkins Mill HS | 110126465 | 93426 | HVAC - Fan Coil Unit | DAIKIN | FC.VC.1.06 | H-FCU | SLPU191380687 | NULL | B100 CLASSROOM | OPERATING
545 | Watkins Mill HS | 110126466 | 93427 | HVAC - Fan Coil Unit | DAIKIN | FC.VC.1.06 | H-FCU | SLPU191380725 | NULL | B100 CLASSROOM | OPERATING
545 | Watkins Mill HS | 110126467 | 93428 | HVAC - Fan Coil Unit | DAIKIN | FC.VC.1.10 | H-FCU | SLPU191380715 | NULL | B101 CLASSROOM | OPERATING
545 | Watkins Mill HS | 110126468 | 93429 | HVAC - Fan Coil Unit | DAIKIN | FC.VC.1.10 | H-FCU | SLPU191380139 | NULL | B101 CLASSROOM | OPERATING
545 | Watkins Mill HS | 110126469 | 93430 | HVAC - Fan Coil Unit | DAIKIN | FC.VC.1.12 | H-FCU | SLPU191380705 | NULL | B103 CLASSROOM | OPERATING
545 | Watkins Mill HS | E77695 | 55384 | BLDSERV-CLEANER VAC STRAP | PROTEAM | SCM2882 | CE-VACBACKPCK | 62011985 | NULL | NULL | OPERATING
545 | Watkins Mill HS | E77727 | 55385 | BLDSERV-CLEANER VAC STRAP | PROTEAM | SCM1282 | CE-VACBACKPCK | SCM62011917 | NULL | NULL | OPERATING
545 | Watkins Mill HS | E77738 | 55386 | BLDSERV-CLEANER VAC STRAP | PROTEAM | SCM1282 | CE-VACBACKPCK | 62011896 | NULL | NULL | OPERATING
545 | Watkins Mill HS | E21243 | 66290 | BLDSERV-SNOW BLOWER | CUB CADET | 317E633E100 | CE-SNOWBLOWER | 1J156890098 | NULL | NULL | OPERATING
545 | Watkins Mill HS | E90344 | 66291 | BLDSERV-SNOW BLOWER | TORO | 521 | CE-SNOWBLOWER | 9002306 | NULL | NULL | OPERATING
545 | Watkins Mill HS | F46561 | 66292 | BLDSERV-SNOW BLOWER | TORO | 38622 | CE-SNOWBLOWER | 290003262 | NULL | NULL | OPERATING
545 | Watkins Mill HS | F16395 | 66493 | Custodial - Tractor | KUBOTA | BX1860 | CE-TRACTOR | 50684 | NULL | NULL | OPERATING
545 | Watkins Mill HS | F84299 | 56168 | Custodial - Vacuum, Backpack | PROTEAM | SCM1282 | CE-VACBACKPCK | 62011896 | NULL | NULL | OPERATING
545 | Watkins Mill HS | F20617 | 60906 | Aud Vis - LCD Projector | PANASONIC | PTLB51U | AV-LCDPRJ | SB8250080 | NULL | NULL | OPERATING
545 | Watkins Mill HS | F20618 | 60907 | Aud Vis - LCD Projector | PANASONIC | PTLB51U | AV-LCDPRJ | SB8250093 | NULL | NULL | OPERATING
545 | Watkins Mill HS | F21653 | 60979 | Aud Vis - LCD Projector | PANASONIC | PTLB75U | AV-LCDPRJ | SC8320517 | NULL | NULL | OPERATING
545 | Watkins Mill HS | F21665 | 60989 | Aud Vis - LCD Projector | PANASONIC | PTLB75U | AV-LCDPRJ | SC8320469 | NULL | NULL | OPERATING
545 | Watkins Mill HS | F21668 | 60991 | Aud Vis - LCD Projector | PANASONIC | PTLB75U | AV-LCDPRJ | SC8320516 | NULL | NULL | OPERATING
545 | Watkins Mill HS | F21676 | 60998 | Aud Vis - LCD Projector | PANASONIC | PTLB75U | AV-LCDPRJ | SC8320455 | NULL | NULL | OPERATING
545 | Watkins Mill HS | F21677 | 60999 | Aud Vis - LCD Projector | PANASONIC | PTLB75U | AV-LCDPRJ | SC8320378 | NULL | NULL | OPERATING
545 | Watkins Mill HS | H31904 | 76965 | Custodial - Vacuum, Backpack | PRO TEAM | BACKPACK | CE-VACBACKPCK | 15320R0012 | NULL | NULL | OPERATING
545 | Watkins Mill HS | E21139 | 54998 | BLDSERV-CLEANER VAC STRAP | PROTEAM | SCM1122 | CE-VACBACKPCK | 4047585 | NULL | NULL | OPERATING
545 | Watkins Mill HS | E21246 | 54999 | BLDSERV-CLEANER VAC STRAP | PROTEAM | 115D | CE-VACBACKPCK | 39118 | NULL | NULL | OPERATING
545 | Watkins Mill HS | E21247 | 55000 | BLDSERV-CLEANER VAC STRAP | PROTEAM | 1112 | CE-VACBACKPCK | 41067 | NULL | NULL | OPERATING
545 | Watkins Mill HS | E40539 | 55127 | BLDSERV-CLEANER VAC STRAP | RAVEN | 20-1001 | CE-VACBACKPCK | 25014 | NULL | NULL | OPERATING
545 | Watkins Mill HS | E40540 | 55128 | BLDSERV-CLEANER VAC STRAP | RAVEN | 20-1001 | CE-VACBACKPCK | 25034 | NULL | NULL | OPERATING
545 | Watkins Mill HS | E31453 | 65877 | Custodial - Lawn Mower | EXMARK | M4814KA | CE-LAWNMOWER | 152518 | NULL | NULL | OPERATING
545 | Watkins Mill HS | F16351 | 65878 | Custodial - Lawn Mower | EXMARK | LAS25KC60 | CE-LAWNMOWER | 720979 | NULL | NULL | OPERATING
545 | Watkins Mill HS | 110110218 | 100166 | Misc - Water Bottle Filler | HALSEY TAYLOR | HAC-HB-NF-1B | M-WTRBTLFLR | 18516190 | NULL | DINING HALL B010 | OPERATING
545 | Watkins Mill HS | K88794 | 105054 | Misc - Air Scrubbers | Austin Air | Healthmate Plus AU1381 | M-AIRSCRU | 601452939 | NULL | TRIAGE | OPERATING
545 | Watkins Mill HS | K88890 | 105152 | Misc - Air Scrubbers | Austin Air | Healthmate Plus AU1381 | M-AIRSCRU | 601454220 | NULL | HEALTH RM | OPERATING
545 | Watkins Mill HS | F75177 | 55891 | Custodial - Scrubber | VIPER | SCRUBBER 20INCH | CE-SCRUBBER | 6382 | NULL | NULL | OPERATING
545 | Watkins Mill HS | F46853 | 55963 | Custodial - Snow Blower | TORO | 38661 | CE-SNOWBLOWER | 312001035 | NULL | NULL | OPERATING
545 | Watkins Mill HS | F46949 | 56041 | Custodial - Tractor | KUBOTA | BX1860 | CE-TRACTOR | 57641 | NULL | NULL | OPERATING
545 | Watkins Mill HS | F19224 | 60758 | Aud Vis - LCD Projector | PANASONIC | PTLB51U | AV-LCDPRJ | SC7620589 | NULL | NULL | OPERATING
545 | Watkins Mill HS | F19225 | 60759 | Aud Vis - LCD Projector | PANASONIC | PTLB51U | AV-LCDPRJ | SC7620430 | NULL | NULL | OPERATING
545 | Watkins Mill HS | F19226 | 60760 | Aud Vis - LCD Projector | PANASONIC | PTLB51U | AV-LCDPRJ | SC7620858 | NULL | NULL | OPERATING
545 | Watkins Mill HS | F19227 | 60761 | Aud Vis - LCD Projector | PANASONIC | PTLB51U | AV-LCDPRJ | SC7620468 | NULL | NULL | OPERATING
545 | Watkins Mill HS | F19262 | 60764 | Aud Vis - LCD Projector | PANASONIC | PTLB51U | AV-LCDPRJ | SC7620443 | NULL | NULL | OPERATING
545 | Watkins Mill HS | F19263 | 60765 | Aud Vis - LCD Projector | PANASONIC | PTLB51U | AV-LCDPRJ | SC7620885 | NULL | NULL | OPERATING
545 | Watkins Mill HS | F19385 | 60783 | Aud Vis - LCD Projector | PANASONIC | PTLB51U | AV-LCDPRJ | SC7620851 | NULL | NULL | OPERATING
545 | Watkins Mill HS | 110093722 | 71243 | Plumb - Backflow Preventers | Watts Regulator | 009M3 - 3/4" RPZA | P-BKPRV | 47513 | NULL | Room By Classroom C206, Room C221C | OPERATING
545 | Watkins Mill HS | 110095831 | 76655 | Roof - Skylights | WASCO | NULL | R-SKYLT | NULL | NULL | ROOF | OPERATING
545 | Watkins Mill HS | 110095832 | 76656 | Roof - Skylights | WASCO | NULL | R-SKYLT | NULL | NULL | ROOF | OPERATING
545 | Watkins Mill HS | 110095833 | 76722 | Roof - Skylights | WASCO | NULL | R-SKYLT | NULL | NULL | ROOF | OPERATING
545 | Watkins Mill HS | 110095830 | 76723 | Roof - Skylights | WASCO | NULL | R-SKYLT | NULL | NULL | ROOF | OPERATING
545 | Watkins Mill HS | 110095829 | 76724 | Roof - Skylights | WASCO | NULL | R-SKYLT | NULL | NULL | ROOF | OPERATING
545 | Watkins Mill HS | 110095828 | 76725 | Roof - Skylights | WASCO | NULL | R-SKYLT | NULL | NULL | ROOF | OPERATING
545 | Watkins Mill HS | 110095827 | 76726 | Roof - Skylights | WASCO | NULL | R-SKYLT | NULL | NULL | ROOF | OPERATING
545 | Watkins Mill HS | 110095826 | 76727 | Roof - Skylights | WASCO | NULL | R-SKYLT | NULL | NULL | ROOF | OPERATING
545 | Watkins Mill HS | 110095825 | 76728 | Roof - Skylights | WASCO | NULL | R-SKYLT | NULL | NULL | ROOF | OPERATING
545 | Watkins Mill HS | E21138 | 56588 | Custodial - Wet Dry | EAGLE POWER | NA | CE-WETDRY | 11837 | NULL | NULL | OPERATING
545 | Watkins Mill HS | E48096 | 56846 | Custodial - Wet Dry | EAGLE POWER | S6415 | CE-WETDRY | 20823 | NULL | NULL | OPERATING
545 | Watkins Mill HS | 110068937 | 67854 | Life - Auto Trnsfr Swtch LS | ASCO | D003000030104N10C | L-ATSLS | 873262-001RE | 41980 | Room By Boiler Room, Electrical Room | OPERATING
545 | Watkins Mill HS | 110068938 | 67855 | Electric - Pnlbrd Life Safety | SQUARE D | NF442L2C | E-PANELLS | 12183 | 41980 | Room By Boiler Room, Electrical Room | OPERATING
545 | Watkins Mill HS | 110068939 | 67856 | Electric - Pnlbrd Life Safety | SQUARE D | EE15T3H | E-PANELLS | 1060712376 | 41980 | Room By Boiler Room, Electrical Room | OPERATING
545 | Watkins Mill HS | 110068940 | 67857 | Electric - Pnlbrd Life Safety | SQUARE D | NQ442L2C | E-PANELLS | 12254 | 41980 | Room By Boiler Room, Electrical Room | OPERATING
545 | Watkins Mill HS | 110068943 | 67858 | Electric - Panelboard | SQUARE D | NC445 | E-PANEL | 12224 | 41980 | Room By Boiler Room, Electrical Room | OPERATING
545 | Watkins Mill HS | 110068944 | 67859 | Life - Auto Transfer Switch | ASCO | E00300030400NICXC | L-ATS | 873448RE | 41980 | Room By Boiler Room, Electrical Room | OPERATING
545 | Watkins Mill HS | 110068941 | 67860 | Electric - Panelboard | SQUARE D | EE75T3H | E-TRANS | 1070312292 | 41980 | Room By Boiler Room, Electrical Room | OPERATING
545 | Watkins Mill HS | 110068942 | 67861 | Electric - Panelboard | SQUARE D | NQ4422L2C | E-TRANS | 12236 | 41980 | Room By Boiler Room, Electrical Room | OPERATING
545 | Watkins Mill HS | 110068945 | 67862 | Life - Emergency Gen Outdoor | MTU | GS00260N6SRAS0984 | L-EMGENOUT | 349632-1-1-0912 | 41980 | Generator Yard | OPERATING
545 | Watkins Mill HS | NO BARCODE | 101175 | HVAC - Roof Top Unit - Dir Exp | NULL | NULL | H-RFTOP-DX | NULL | NULL | ROOF | OPERATING
545 | Watkins Mill HS | 110074672 | 101176 | HVAC - Fan Coil Unit | Trane | NULL | H-FCU | NULL | NULL | Stair #8 LL | OPERATING
545 | Watkins Mill HS | 110105301 | 101177 | HVAC - Fan Coil Unit | DAIKIN | NULL | H-FCU | NULL | NULL | A205 COMPUTER LAB | OPERATING
545 | Watkins Mill HS | 110074670 | 101178 | HVAC - Fan Coil Unit | DAIKIN | NULL | H-FCU | NULL | NULL | A001 CLASSROOM | OPERATING
545 | Watkins Mill HS | 110074636 | 101179 | HVAC - Fan Coil Unit | Trane | NULL | H-FCU | NULL | NULL | Class Room C009 | OPERATING
545 | Watkins Mill HS | 110019065 | 101186 | HVAC - Fan Coil Unit | Trane | NULL | H-FCU | NULL | NULL | D101 | OPERATING
545 | Watkins Mill HS | 110019066 | 101187 | HVAC - Fan Coil Unit | Trane | NULL | H-FCU | NULL | NULL | D101 | OPERATING
545 | Watkins Mill HS | E21295 | 56834 | HVAC - Walk-In Freezer | BALLY | NULL | H-REFGW | DX88177502 | NULL | NULL | OPERATING
545 | Watkins Mill HS | E21296 | 56835 | HVAC - Walk-In Refrigerators | BALLY | NULL | H-REFGW | DX88177501 | NULL | NULL | OPERATING
545 | Watkins Mill HS | 110090355 | 66954 | Plumb - Backflow Preventers | AMES | DC - 8" DCVA | P-BKPRV | 0518D15 | NULL | G009 Boiler Room | OPERATING
545 | Watkins Mill HS | NBC-545-CF-1 | 77086 | Kitchen - Milk Cool | CONTINENTAL | MC5SS | K-MLKCLR | PEND | NULL | NULL | OPERATING
545 | Watkins Mill HS | 110068873 | 66609 | Life - Fire Panel | Fire Light Alarms | NULL | L-FIRPNL | NULL | 41865 | Front Enterance Lobby | OPERATING
545 | Watkins Mill HS | 110068874 | 66610 | Life - Fire Panel | Fire Light Alarm Systems | Fire Alarm Control Panel | L-FIRPNL | MS-9600UDLS MEA-87-08-E | 41865 | Rear Of Building Electric Room Behind Tractor stor | OPERATING
545 | Watkins Mill HS | 110068875 | 66611 | Life - Fire Panel | Fire Light Alarms ( Control Panel ) | Fire Light Alarms | L-FIRPNL | MEA-341-03-E | NULL | Electric Room Behind Tractor Storage Unit | OPERATING
545 | Watkins Mill HS | 110068876 | 66613 | Fire Alarm Booster Panel | Fire Light Alarm Systems | LDM ( Fire Light) | L-FIRPNL | 05209A | 41865 | Room # G110 | OPERATING
545 | Watkins Mill HS | 110068877 | 66614 | Fire Alarm Booster Panel | Fire Light Alarm Systems | LDM ( Fire Light ) | L-FIRPNL | 05209A | 41865 | Room # G110 | OPERATING
545 | Watkins Mill HS | 110068878 | 66615 | Life - Fire Panel | Fire Light Alarm Systems | Fire Light Systems Command Center ( ACC-25/50 ) | L-FIRPNL | MEA | 41865 | Room # B 211 | OPERATING
545 | Watkins Mill HS | 110068879 | 66616 | Life - Fire Panel | Fire Light Alarm Systems | LDM Fire Light Systems | L-FIRPNL | 05209A | 41865 | Room # B 211 | OPERATING
545 | Watkins Mill HS | 110068880 | 66617 | Life - Fire Panel | Fire Light Alarm Systems | LDM Fire Light Systems | L-FIRPNL | 05209A | 41865 | Room # B 211 | OPERATING
545 | Watkins Mill HS | 110068881 | 66618 | Life - Fire Panel | Fire Light Alarm Systems | LDM Fire Light | L-FIRPNL | 05209A | 41865 | Room # B 211 | OPERATING
545 | Watkins Mill HS | 110068882 | 66619 | Life - Fire Panel | Fire Light Alarm Systems | LDM Fire Light Systems | L-FIRPNL | 05209A | 41865 | Room # B 211 | OPERATING
545 | Watkins Mill HS | 110068883 | 66620 | Life - Fire Panel | Fire Light Systems | LDM ( Fire Light ) | L-FIRPNL | 05209A | 41865 | Room # E 211 | OPERATING
545 | Watkins Mill HS | 110068884 | 66621 | Life - Fire Panel | Fire Light Alarm Systems | LDM Fire Light | L-FIRPNL | 05209A | 41865 | Room # B 007 | OPERATING
545 | Watkins Mill HS | 110068885 | 66622 | Life - Fire Panel | Fire Light Alarm Systems | LDM Fire Light Panel | L-FIRPNL | 05209A | 41865 | Room # B 007 | OPERATING
545 | Watkins Mill HS | 110068886 | 66623 | Fire Light Control Panel | Fire Light Alarm Systems | LDM Fire Light | L-FIRPNL | 05209A | 41865 | Room # B-007 | OPERATING
545 | Watkins Mill HS | F47317 | 61264 | Aud Vis - LCD Projector | PANASONIC | PTLB51U | AV-LCDPRJ | SA7460005 | NULL | NULL | OPERATING
545 | Watkins Mill HS | F56839 | 61357 | Aud Vis - LCD Projector | NEC | M260X | AV-LCDPRJ | 0Z01063FA | NULL | NULL | OPERATING
545 | Watkins Mill HS | F56840 | 61358 | Aud Vis - LCD Projector | NEC | M260X | AV-LCDPRJ | 0Z01067FA | NULL | NULL | OPERATING
545 | Watkins Mill HS | F56841 | 61359 | Aud Vis - LCD Projector | NEC | M260X | AV-LCDPRJ | 0Z01057FA | NULL | NULL | OPERATING
545 | Watkins Mill HS | 110120799 | 87085 | Misc - Floor Fan | UTILITECH PRO | SFDC2-600T | M-FFAN | N/A | NULL | NULL | OPERATING
545 | Watkins Mill HS | G83924 | 92197 | BLDSERV-SCRUBBER | VIPER | FANG20 | CE-SCRUBBER | 9429 | NULL | BS | OPERATING
545 | Watkins Mill HS | G18348 | 92198 | BLDSERV-LEAF VACUUM | BILLY GOAT | KV650H | CE-VACWALKBND | 82916323 | NULL | BS | OPERATING
545 | Watkins Mill HS | G83896 | 92199 | CAF-COOLER MILK | CONTINENTAL | MC5SS | K-MLKCLR | 15629341 | NULL | CAFE | OPERATING
545 | Watkins Mill HS | E90348 | 92200 | VE-CART | MULE | 3010 | M-EQPSM | 545-PE-DEPT | NULL | PE | OPERATING
545 | Watkins Mill HS | 110080138 | 11718 | HVAC - Exhaust Fan - Belt | Ilg Industries | NULL | H-EF-BD | NONE | NULL | Roof, Over Gym | OPERATING
545 | Watkins Mill HS | 110080141 | 11719 | HVAC - Exhaust Fan - Belt | Ilg Industries | NULL | H-EF-BD | NONE | NULL | Roof, Over Gym | OPERATING
545 | Watkins Mill HS | 110080140 | 11720 | HVAC - Exhaust Fan - Belt | Ilg Industries | NULL | H-EF-BD | NONE | NULL | Roof, Over Gym | OPERATING
545 | Watkins Mill HS | 110080139 | 11721 | HVAC - Exhaust Fan - Belt | Ilg Industries | NULL | H-EF-BD | NONE | NULL | Roof, Over Gym | OPERATING
545 | Watkins Mill HS | 110080113 | 11722 | HVAC - Exhaust Fan - Belt | Trane | FCRA13500A1EA30 | H-EF-BD | A94K49221 | NULL | Roof, W | OPERATING
545 | Watkins Mill HS | 110080114 | 11723 | HVAC - Exhaust Fan - Belt | Trane | FCRA24500A4GC00 | H-EF-BD | A94K9216 | NULL | Roof, W | OPERATING
545 | Watkins Mill HS | 110080115 | 11724 | HVAC - Exhaust Fan - Belt | Trane | FCRA24500A4GC00 | H-EF-BD | A94K9217 | NULL | Roof, W | OPERATING
545 | Watkins Mill HS | 110080116 | 11725 | HVAC - Exhaust Fan - Belt | Trane | FCRA13500A1EG00 | H-EF-BD | A94K49213 | NULL | Roof, W | OPERATING
545 | Watkins Mill HS | 110080117 | 11726 | HVAC - Exhaust Fan - Belt | Trane | FCRA13500A1EG00 | H-EF-BD | A94K49215 | NULL | Roof, W | OPERATING
545 | Watkins Mill HS | 110080118 | 11727 | HVAC - Exhaust Fan - Belt | Trane | FCRA24500A4GC00 | H-EF-BD | A94K49218 | NULL | Roof, W | OPERATING
545 | Watkins Mill HS | 110080119 | 11728 | HVAC - Exhaust Fan - Belt | Trane | FCRA16300A1FA00 | H-EF-BD | A94K49214 | NULL | Roof, W | OPERATING
545 | Watkins Mill HS | 110080120 | 11729 | HVAC - Exhaust Fan - Belt | Trane | FCRA13500A1EA30 | H-EF-BD | A94K49220 | NULL | Roof, W | OPERATING
545 | Watkins Mill HS | 110080122 | 11730 | HVAC - Exhaust Fan - Belt | Trane | FCRA10000A1EA20 | H-EF-BD | A94K49212 | NULL | Roof, W | OPERATING
545 | Watkins Mill HS | 110080123 | 11731 | HVAC - Exhaust Fan - Belt | Trane | FCRA24500A4GC00 | H-EF-BD | A94K49219 | NULL | Roof, W | OPERATING
545 | Watkins Mill HS | 110080146 | 11732 | HVAC - Exhaust Fan - Belt | Ilg Industries | NULL | H-EF-BD | NONE | NULL | Roof, W | OPERATING
545 | Watkins Mill HS | 110080165 | 11733 | HVAC - Exhaust Fan - Belt | Ilg Industries | NULL | H-EF-BD | NONE | NULL | Roof, By Loading Dock | OPERATING
545 | Watkins Mill HS | 110018611 | 11734 | HVAC - Exhaust Fan - Belt | Trane | TTR012C100A1 | H-EF-BD | D880022 | NULL | Outside Cage By Loading Dock | OPERATING
545 | Watkins Mill HS | 110018612 | 11735 | HVAC - Exhaust Fan - Belt | Penn Ventilator Co. Inc | 016 RPK B1 CW | H-EF-BD | 48C00461 | NULL | Generator Pad | OPERATING
545 | Watkins Mill HS | 110018613 | 11736 | HVAC - Exhaust Fan - Belt | Trane | UHSA0388BCAAC | H-EF-BD | D89005942 | NULL | Storage, Tractor | OPERATING
545 | Watkins Mill HS | 110018673 | 11737 | HVAC - Exhaust Fan - Belt | NULL | NULL | H-EF-BD | NONE | NULL | NULL | OPERATING
545 | Watkins Mill HS | 110080087 | 11738 | HVAC - Exhaust Fan - Direct | Ilg Industries | NULL | H-EF-DD | NONE | NULL | Roof, S | OPERATING
545 | Watkins Mill HS | 110080112 | 11739 | HVAC - Exhaust Fan - Direct | Ilg Industries | NULL | H-EF-DD | NONE | NULL | Roof, S | OPERATING
545 | Watkins Mill HS | 110080090 | 11740 | HVAC - Exhaust Fan - Direct | Ilg Industries | NULL | H-EF-DD | NONE | NULL | Roof, E | OPERATING
545 | Watkins Mill HS | 110074493 | 101372 | Life - Chemical Fume Hood | KEWAUNEE | NULL | L-FUH | NULL | NULL | C205 CLASSROOM | OPERATING
545 | Watkins Mill HS | 110125205 | 101373 | Life - Chemical Fume Hood | KEWAUNEE | NULL | L-FUH | NULL | NULL | D200 CLASSROOM | OPERATING
545 | Watkins Mill HS | 110125206 | 101374 | Life - Chemical Fume Hood | KEWAUNEE | NULL | L-FUH | NULL | NULL | D200 CLASSROOM | OPERATING
545 | Watkins Mill HS | 110125203 | 101375 | Life - Chemical Fume Hood | KEWAUNEE | NULL | L-FUH | NULL | NULL | D202 CLASSROOM | OPERATING
545 | Watkins Mill HS | 110125204 | 101376 | Life - Chemical Fume Hood | KEWAUNEE | NULL | L-FUH | NULL | NULL | D203 CLASSROOM | OPERATING
545 | Watkins Mill HS | F98771 | 56532 | Custodial - Wet Dry | PROGUARD | 20 | CE-WETDRY | 13233R006 | NULL | NULL | OPERATING
545 | Watkins Mill HS | F75303 | 62008 | Aud Vis - LCD Projector | EPSON | PL905 | AV-LCDPRJ | PAAF250240L | NULL | NULL | OPERATING
545 | Watkins Mill HS | F85107 | 62291 | Aud Vis - LCD Projector | NEC | M260X | AV-LCDPRJ | 1503314FC | NULL | NULL | OPERATING
545 | Watkins Mill HS | E77756 | 57469 | Custodial - Leaf Blower | ECHO | PB2100 | CE-LEAFBLOWER | 5004567 | NULL | NULL | OPERATING
545 | Watkins Mill HS | E90343 | 57490 | Custodial - Leaf Blower | ECHO | PB-403T | CE-LEAFBLOWER | 9016215 | NULL | NULL | OPERATING
545 | Watkins Mill HS | 110080109 | 62790 | HVAC - Condenser | FUJITSU | AOU18CL | H-COND | DCN022014 | NULL | Roof, Over Gym | OPERATING
545 | Watkins Mill HS | E77733 | 57619 | Aud Vis - Camcorder | PANASONIC | AG186 | AV-CAMCDR | 13WA10746 | NULL | NULL | OPERATING
545 | Watkins Mill HS | E77851 | 57621 | Aud Vis - Camcorder | PANASONIC | AGDVC7 | AV-CAMCDR | G3HG00505 | NULL | NULL | OPERATING
545 | Watkins Mill HS | F46237 | 62665 | Aud Vis - TV | LG | 32INCH | AV-TV | 905MXDM3782 | NULL | NULL | OPERATING
545 | Watkins Mill HS | A22485 | 73383 | Kitchen - Table - Cashier | COL PT | K28 | K-TABLCASH | F89D0869 | NULL | NULL | OPERATING
545 | Watkins Mill HS | H01108 | 73530 | Custodial - Burnisher | ADV | 20XP | CE-BURNISHER | 3000177451 | NULL | NULL | OPERATING
545 | Watkins Mill HS | G17556 | 73622 | Kitchen - Oven - Convection | GARLAN | J03764 | K-OVENCONV | 240749 | NULL | NULL | OPERATING
545 | Watkins Mill HS | H01107 | 73686 | Custodial - Vacuum, Upright | SENSOR | SRXP18 | CE-VACUPRIGHT | B61029138 | NULL | NULL | OPERATING
545 | Watkins Mill HS | 110113399 | 87939 | Plumb - Water Heaters Gas | CONQUEST | 80 L 130-GCML | P-DOMHWHG | F007828 | 48823 | Boiler Room | OPERATING
545 | Watkins Mill HS | 110113400 | 87940 | Plumb - Water Heaters Gas | CONQUEST | 80 L 130-GCML | P-DOMHWHG | F007826 | 48823 | G009 Boiler Room | OPERATING
545 | Watkins Mill HS | 110118804 | 88081 | HVAC - Portable Dehumidifiers | DRI-EAZ | F203-A | H-PBDHUMI | 159342 | NULL | NULL | OPERATING
545 | Watkins Mill HS | 110120806 | 88116 | HVAC - Air Handling Unit | MAGIC AIR | 36-BHW-6 | H-AHU | 950112681 | NULL | CEILING OF ROOM E 200B | OPERATING
545 | Watkins Mill HS | G20676 | 58343 | Aud Vis - Camcorder | CANON | HFR42 | AV-CAMCDR | 642704500749 | NULL | NULL | OPERATING
545 | Watkins Mill HS | A22481 | 63384 | Kitchen - Counter | COL PT | K36ST | K-COUNTER | F89D0873 | NULL | NULL | OPERATING
545 | Watkins Mill HS | A22495 | 63385 | Kitchen - Counter | COL PT | K36ST | K-COUNTER | F89D0872 | NULL | NULL | OPERATING
545 | Watkins Mill HS | G79441 | 74342 | Aud Vis - LCD Projector | EPSON | PL1960 | AV-LCDPRJ | RKSF4Y0032L | NULL | NULL | OPERATING
545 | Watkins Mill HS | 110126816 | 93559 | HVAC - Unit Ventilator | DAIKIN | U.AVS.9.H07.A.4.00.R | H-UVENT | SLPU191300102 | NULL | E207 CLASSROOM | OPERATING
545 | Watkins Mill HS | 110126817 | 93562 | HVAC - Unit Ventilator | DAIKIN | U.AVS.9.H10.A.4.00.R | H-UVENT | SLPU191300128 | NULL | E205 CLASSROOM ART | OPERATING
545 | Watkins Mill HS | 110126818 | 93564 | HVAC - Unit Ventilator | DAIKIN | U.AVS.9.H10.A.4.00.R | H-UVENT | SLPU191300127 | NULL | E203 CLASSROOM ART | OPERATING
545 | Watkins Mill HS | 110126808 | 93566 | HVAC - Fan Coil Unit | DAIKIN | FC.VC.1.04.A.A.G.M.Y.04.W.4.12.R | H-FCU | SLPU191380567 | NULL | STAIRWELL BY B206 | OPERATING
545 | Watkins Mill HS | 110126807 | 93567 | HVAC - Fan Coil Unit | DAIKIN | FC.VC.1.04.A.A.G.M.Y.04.W.4.12.R | H-FCU | SLPU191380707 | NULL | STAIRWELL BY B222 | OPERATING
545 | Watkins Mill HS | 110126806 | 93568 | HVAC - Fan Coil Unit | DAIKIN | FC.VC.1.04.A.A.G.M.Y.04.W.4.12.R | H-FCU | SLPU19138683 | NULL | STAIRWELL BY B222 | OPERATING
545 | Watkins Mill HS | 110126805 | 93569 | HVAC - Fan Coil Unit | DAIKIN | FC.VC.1.04.A.A.G.M.Y.04.W.4.12.R | H-FCU | SLPU191380135 | NULL | STAIRWELL BY C109 | OPERATING
545 | Watkins Mill HS | 110126803 | 93574 | HVAC - Fan Coil Unit | DAIKIN | FC.VC.1.12 | H-FCU | SLPU191381565 | NULL | STAIRWELL #9 BY B117 | OPERATING
545 | Watkins Mill HS | 110126802 | 93575 | HVAC - Fan Coil Unit | DAIKIN | FC.VC.1.12 | H-FCU | SLPU191380121 | NULL | GYM STAIRWELL #3 BY G101 | OPERATING
545 | Watkins Mill HS | 110126420 | 93576 | HVAC - Roof Top Unit - Dir Exp | AAON | RQ-006-3-V-E09-000 | H-RFTOP-DX | 201904-AYCF03945 | NULL | ROOF OVER E WING | OPERATING
545 | Watkins Mill HS | 110126421 | 93577 | HVAC - Roof Top Unit - Dir Exp | AAON | RN-008-3-0-EA09-000 | H-RFTOP-DX | 201905-AHCH15607 | NULL | ROOF | OPERATING
545 | Watkins Mill HS | 110126422 | 93578 | HVAC - Condenser | DAIKIN | RXTQ36TAVJ9 | H-COND | F005041 | NULL | ROOF | OPERATING
545 | Watkins Mill HS | 110126423 | 93579 | HVAC - Energy Recovery Unit | AAON | RN-006-3-0-EA09-000 | H-ERU | 201904-AYCH03944 | NULL | TOP ROOF | OPERATING
545 | Watkins Mill HS | 110125727 | 92875 | HVAC - Evaporator | DAIKIN | FXFQ24PVJU | H-EVAP | NULL | 42333 | D104J WELLNESS CONFERENCE OVERHEAD RECESSED IN CEILING | OPERATING
545 | Watkins Mill HS | 110125729 | 92876 | HVAC - Evaporator | DAIKIN | FXZQ12M7VJU | H-EVAP | NULL | 42333 | D104H WELLNESS CONFERENCE OVERHEAD RECESSED IN CEILING | OPERATING
545 | Watkins Mill HS | 110125731 | 92877 | HVAC - Evaporator | DAIKIN | FXZQ07M7VJU | H-EVAP | NULL | 42333 | D104C WELLNESS OFFICE OVERHEAD RECESSED IN CEILING | OPERATING
545 | Watkins Mill HS | 110125733 | 92878 | HVAC - Evaporator | DAIKIN | FXZQ07M7VJU | H-EVAP | NULL | 42333 | D104M WELLNESS OFFICE OVERHEAD RECESSED IN CEILING | OPERATING
545 | Watkins Mill HS | 110125735 | 92879 | HVAC - Evaporator | DAIKIN | FXZQ09M7VJU | H-EVAP | NULL | 42333 | D104G WELLNESS CENTER OFFICE OVERHEAD RECESSED IN CEILING | OPERATING
545 | Watkins Mill HS | 110125736 | 92880 | HVAC - Evaporator | DAIKIN | FXZQ07M7VJU | H-EVAP | NULL | 42333 | D104 WELLNESS HALL BY RESTROOM OVERHEAD RECESSED IN CEILING | OPERATING
545 | Watkins Mill HS | 110125738 | 92881 | HVAC - Evaporator | DAIKIN | FXZQ07M7VJU | H-EVAP | NULL | 42333 | D104N WELLNESS OFFICE OVERHEAD RECESSED IN CEILING | OPERATING
545 | Watkins Mill HS | 110125739 | 92882 | HVAC - Evaporator | DAIKIN | FXZQ07M7VJU | H-EVAP | NULL | 42333 | D104O WELLNESS ASSESSMENT OVERHEAD RECESSED IN CEILING | OPERATING
545 | Watkins Mill HS | 110125741 | 92883 | HVAC - Evaporator | DAIKIN | FXZQ07M7VJU | H-EVAP | NULL | 42333 | D104C WELLNESS CENTER OFFICE OVERHEAD RECESSED IN CEILING | OPERATING
545 | Watkins Mill HS | 110125744 | 92884 | HVAC - Evaporator | DAIKIN | FXZQ07M7VJU | H-EVAP | NULL | 42333 | D104P WELLNESS ASSESSMENT OVERHEAD RECESSED IN CEILING | OPERATING
545 | Watkins Mill HS | 110125746 | 92885 | HVAC - Evaporator | DAIKIN | FXZQ07M7VJU | H-EVAP | NULL | 42333 | D104B WELLNESS ASSESSMENT OVERHEAD RECESSED IN CEILING | OPERATING
545 | Watkins Mill HS | 110125747 | 92886 | HVAC - Evaporator | DAIKIN | FXZQ07M7VJU | H-EVAP | NULL | 42333 | D106 HEALTH ROOM OVERHEAD RECESSED IN CEILING | OPERATING
545 | Watkins Mill HS | 110125748 | 92887 | HVAC - Evaporator | DAIKIN | FXZQ07M7VJU | H-EVAP | NULL | 42333 | D106F RESTING RIGHT OVERHEAD RECESSED IN CEILING | OPERATING
545 | Watkins Mill HS | 110125749 | 92888 | HVAC - Evaporator | DAIKIN | FXZQ07M7VJU | H-EVAP | NULL | 42333 | D106E HEALTH OFFICE OVERHEAD RECESSED IN CEILING | OPERATING
545 | Watkins Mill HS | 110125752 | 92889 | HVAC - Evaporator | DAIKIN | FXZQ07M7VJU | H-EVAP | NULL | 42333 | D106D HEALTH OFFICE OVERHEAD RECESSED IN CEILING | OPERATING
545 | Watkins Mill HS | 110125753 | 92890 | HVAC - Fan Coil Unit | DAIKIN | FC.HR.2.08.J.A.G.M.Y.06.W.4.12.R | H-FCU | SLPU191280249 | 44423 | MAIN LOBBY | OPERATING
545 | Watkins Mill HS | 110125754 | 92891 | HVAC - Fan Coil Unit | DAIKIN | FC.HR.2.08.J.A.G.M.Y.06.W.4.12.R | H-FCU | SLPU19128051 | 44423 | MAIN LOBBY | OPERATING
545 | Watkins Mill HS | 110125755 | 92892 | HVAC - Evaporator | DAIKIN | FXZQ07M7VJU | H-EVAP | NULL | 42333 | D104Q HEALTH ROOM OVERHEAD RECESSED IN CEILING | OPERATING
545 | Watkins Mill HS | 110125756 | 92893 | HVAC - Evaporator | DAIKIN | FXZQ07M7VJU | H-EVAP | NULL | 42333 | D104A HEALTH ROOM OVERHEAD RECESSED IN CEILING | OPERATING
545 | Watkins Mill HS | C40196 | 53325 | Custodial - Buffer, High Speed | REDWING | 29 INCH | CE-BUFFER | 5309289 | NULL | NULL | OPERATING
545 | Watkins Mill HS | D45733 | 58359 | Aud Vis - Camera | PANASO | AWE300 | AV-CAMERA | 8ZA00017 | NULL | NULL | OPERATING
545 | Watkins Mill HS | D45734 | 58360 | Aud Vis - Camera | PANASO | AWE300 | AV-CAMERA | 8ZA00018 | NULL | NULL | OPERATING
545 | Watkins Mill HS | D45735 | 58361 | Aud Vis - Camera | PANASO | AWE300 | AV-CAMERA | 8ZA00019 | NULL | NULL | OPERATING
545 | Watkins Mill HS | A22479 | 63719 | Kitchen - Counter - Cool | COL PT | 74CFM | K-COUNTERCL | F89C0874 | NULL | NULL | OPERATING
545 | Watkins Mill HS | A22480 | 63720 | Kitchen - Counter - Cool | COL PT | K60 | K-COUNTERCL | F89C0870 | NULL | NULL | OPERATING
545 | Watkins Mill HS | A22493 | 63721 | Kitchen - Counter - Cool | COL PT | 74CFM | K-COUNTERCL | F89C0863 | NULL | NULL | OPERATING
545 | Watkins Mill HS | A22497 | 63723 | Kitchen - Counter - Cool | COL PT | K60 | K-COUNTERCL | F89C0880 | NULL | NULL | OPERATING
545 | Watkins Mill HS | A22482 | 63975 | Kitchen - Counter - Hot | COL PT | 5E5CPA | K-COUNTERHT | F89B0876 | NULL | NULL | OPERATING
545 | Watkins Mill HS | A22496 | 63976 | Kitchen - Counter - Hot | COL PT | 5E4CPA | K-COUNTERHT | F89B0879 | NULL | NULL | OPERATING
545 | Watkins Mill HS | G13430 | 74482 | Custodial - Buffer, High Speed | TORNADO | 20INCH | CE-BUFFER | 1213012282 | NULL | NULL | OPERATING
545 | Watkins Mill HS | G47283 | 74502 | Custodial - Vacuum, Upright | SENSOR | SRXP18 | CE-VACUPRIGHT | B61026363 | NULL | NULL | OPERATING
545 | Watkins Mill HS | G17073 | 74579 | HVAC - Ice Storage | MANITOWOC | QD-0132A | H-ICES | 310183447 | NULL | NULL | OPERATING
545 | Watkins Mill HS | A22498 | 74642 | Kitchen - Table - Cashier | COL PT | K28 | K-TABLCASH | F89D0865 | NULL | NULL | OPERATING
545 | Watkins Mill HS | G17559 | 74730 | Kitchen - Counter - Cool | COL PT | 74CFM | K-COUNTERCL | F89C0874 | NULL | NULL | OPERATING
545 | Watkins Mill HS | 110103178 | 78709 | M-STAGLTSYS | ETC | PLUG STRIP | M-STAGLTSYS | NULL | NULL | Stage/Auditorium | OPERATING
545 | Watkins Mill HS | 110103179 | 78710 | M-STAGLTSYS | ETC | PLUG STRIP | M-STAGLTSYS | NULL | NULL | Stage/Auditorium | OPERATING
545 | Watkins Mill HS | 110103180 | 78711 | M-STAGLTSYS | ETC | PLUG STRIP | M-STAGLTSYS | NULL | NULL | Stage/Auditorium | OPERATING
545 | Watkins Mill HS | 110103181 | 78712 | M-STAGLTSYS | ETC | Quick Touch Rigging Controller | M-STAGLTSYS | NULL | NULL | Stage/Auditorium | OPERATING
545 | Watkins Mill HS | 110103183 | 78713 | M-STAGLTSYS | ETC | SC-108 #2 | M-STAGLTSYS | NULL | NULL | Stage/Auditorium | OPERATING
545 | Watkins Mill HS | 110103184 | 78714 | M-STAGLTSYS | ETC | SC-108 #1 | M-STAGLTSYS | NULL | NULL | Stage/Auditorium | OPERATING
545 | Watkins Mill HS | 110103185 | 78715 | M-STAGLTSYS | ETC | Equipment Rack | M-STAGLTSYS | NULL | NULL | Stage/Auditorium | OPERATING
545 | Watkins Mill HS | 110103186 | 78716 | M-STAGLTSYS | ETC | SR3-48 Sensor # Dimming Rack | M-STAGLTSYS | NULL | NULL | Stage/Auditorium | OPERATING
545 | Watkins Mill HS | 110103187 | 78717 | M-STAGLTSYS | ETC | SR3-48 Sensor 3 Dimming Rack | M-STAGLTSYS | NULL | NULL | Stage/Auditorium | OPERATING
545 | Watkins Mill HS | 110103182 | 78718 | E-PANEL | Square D | NF442L2C | E-PANEL | NULL | NULL | Stage Right | OPERATING
545 | Watkins Mill HS | 110113807 | 89265 | Life - Fire Suppression | ANSUL | R-102 | L-FRESUP | NULL | NULL | B008 KITCHEN | OPERATING
545 | Watkins Mill HS | 110126470 | 93431 | HVAC - Fan Coil Unit | DAIKIN | FC.VC.1.06 | H-FCU | SLPU191380151 | NULL | D109 CLASSROOM | OPERATING
545 | Watkins Mill HS | 110126471 | 93432 | HVAC - Fan Coil Unit | DAIKIN | FC.VC.1.06 | H-FCU | SLPU191380727 | NULL | D109 CLASSROOM | OPERATING
545 | Watkins Mill HS | 110126472 | 93433 | HVAC - Fan Coil Unit | DAIKIN | FC.VC.1.12 | H-FCU | SLPU191380149 | NULL | D107 | OPERATING
545 | Watkins Mill HS | 110126812 | 93434 | HVAC - Fan Coil Unit | DAIKIN | FC.VC.1.12 | H-FCU | SLPU191380685 | NULL | EXIT BT C207 | OPERATING
545 | Watkins Mill HS | 110126811 | 93435 | HVAC - Fan Coil Unit | DAIKIN | FC.VC.1.12 | H-FCU | SLPU191380729 | NULL | HALL BY RM E201 | OPERATING
545 | Watkins Mill HS | 110126810 | 93436 | HVAC - Fan Coil Unit | DAIKIN | FC.VC.1.12 | H-FCU | SLPU191380729 | NULL | STAIRWELL BY 201 | OPERATING
545 | Watkins Mill HS | 110126809 | 93437 | HVAC - Fan Coil Unit | DAIKIN | FC.VC.1.12 | H-FCU | SLPU191380681 | NULL | BY RM E204 | OPERATING
545 | Watkins Mill HS | CO-545 | CO-545 | 2 Pipe. 1WCh. 1CT. EMS. CMD | NULL | NULL | NULL | NULL | NULL | NULL | OPERATING
545 | Watkins Mill HS | F45351 | 57639 | BLDSERV-CLEANER VAC UP/R | SENSOR | SRXP18 | CE-VACUPRIGHT | V61015376 | NULL | NULL | OPERATING
545 | Watkins Mill HS | 110077344 | 63025 | Misc - Trash Compactors | HARMONY | 700SS | M-TRCOM | 700SS-0343 | 41133 | TRASH ROOM | OPERATING
545 | Watkins Mill HS | 110076362 | 63053 | Misc - Public Address Sys | Dukane | Starcall | M-PUBADS | 110-3542-1 | 41526 | Main Office | OPERATING
545 | Watkins Mill HS | K91699 | 103406 | Misc - Air Scrubbers | Price | TAG:RAP-600 | M-AIRSCRU | 1746371-001-237 | NULL | GYM | OPERATING
545 | Watkins Mill HS | F90015 | 64457 | Kitchen - Food Warmer | VULCAN | 50VHFA18 | K-FOODWMR | 52-1007776 | NULL | NULL | OPERATING
545 | Watkins Mill HS | A22511 | 64610 | Kitchen - Mixer | HOBART | 40 | K-MIXER | 11428026 | NULL | NULL | OPERATING
545 | Watkins Mill HS | A22483 | 64619 | Kitchen - Milk Cool | COL PT | CPM134 | K-MLKCLR | F89C0864 | NULL | NULL | OPERATING
545 | Watkins Mill HS | 110108419 | 84001 | Playground Equipment | PlayWorld | NULL | G-PLAYEQP | NULL | NULL | NULL | OPERATING
545 | Watkins Mill HS | 110108418 | 84002 | Playground Equipment | PlayWorld | NULL | G-PLAYEQP | NULL | NULL | NULL | OPERATING
545 | Watkins Mill HS | 110108417 | 84003 | Playground Equipment | PlayWorld | NULL | G-PLAYEQP | NULL | NULL | NULL | OPERATING
545 | Watkins Mill HS | 110108416 | 84004 | Playground Equipment | PlayWorld | NULL | G-PLAYEQP | NULL | NULL | NULL | OPERATING
545 | Watkins Mill HS | 110108415 | 84005 | Playground Equipment | PlayWorld | NULL | G-PLAYEQP | NULL | NULL | NULL | OPERATING
545 | Watkins Mill HS | 110108414 | 84006 | Playground Equipment | PlayWorld | NULL | G-PLAYEQP | NULL | NULL | NULL | OPERATING
545 | Watkins Mill HS | 110108413 | 84007 | Playground Equipment | PlayWorld | NULL | G-PLAYEQP | NULL | NULL | NULL | OPERATING
545 | Watkins Mill HS | 110108412 | 84008 | Playground Equipment | PlayWorld | NULL | G-PLAYEQP | NULL | NULL | NULL | OPERATING
545 | Watkins Mill HS | 110108411 | 84009 | Playground Equipment | PlayWorld | NULL | G-PLAYEQP | NULL | NULL | NULL | OPERATING
545 | Watkins Mill HS | 110108410 | 84010 | Playground Equipment | PlayWorld | NULL | G-PLAYEQP | NULL | NULL | NULL | OPERATING
545 | Watkins Mill HS | 110108409 | 84011 | Playground Equipment | PlayWorld | NULL | G-PLAYEQP | NULL | NULL | NULL | OPERATING
545 | Watkins Mill HS | 110108408 | 84012 | Playground Equipment | PlayWorld | NULL | G-PLAYEQP | NULL | NULL | NULL | OPERATING
545 | Watkins Mill HS | 110108407 | 84013 | Playground Equipment | PlayWorld | NULL | G-PLAYEQP | NULL | NULL | NULL | OPERATING
545 | Watkins Mill HS | F90029 | 64240 | Kitchen - Counter - Hot | EAGLE | 50BPDHT4 | K-COUNTERHT | NSN | NULL | NULL | OPERATING
545 | Watkins Mill HS | A22676 | 64289 | Kitchen - Deep Fat Fryer | FRYMST | FH250 | K-FAYFRYR | 8810IB0071 | NULL | NULL | OPERATING
545 | Watkins Mill HS | E40775 | 64329 | Kitchen - Deep Fat Fryer | FRYMST | FH250 | K-FAYFRYR | 8810IB0072 | NULL | NULL | OPERATING
545 | Watkins Mill HS | E40777 | 64330 | Kitchen - Deep Fat Fryer | FRYMST | FH250 | K-FAYFRYR | 8810IB0069 | NULL | NULL | OPERATING
545 | Watkins Mill HS | E40779 | 64331 | Kitchen - Deep Fat Fryer | FRYMST | FH250 | K-FAYFRYR | 8810IB0070 | NULL | NULL | OPERATING
545 | Watkins Mill HS | G79443 | 74784 | Aud Vis - LCD Projector | EPSON | PL965 | AV-LCDPRJ | 53K4900415 | NULL | NULL | OPERATING
545 | Watkins Mill HS | G47898 | 74877 | Custodial - Vacuum, Backpack | PROTEAM | BACKPACK | CE-VACBACKPCK | 14233R2027 | NULL | NULL | OPERATING
545 | Watkins Mill HS | H31832 | 74908 | Aud Vis - LCD Projector | EPSON | PL965 | AV-LCDPRJ | VSAK5801091 | NULL | NULL | OPERATING
545 | Watkins Mill HS | 110105344 | 79514 | HVAC - Variable Frequency Drive | ABB | ACX550-UO-015A-4 | H-VFD | 2162004906 | 43324 | T025 STORAGE | OPERATING
545 | Watkins Mill HS | 110105345 | 79515 | HVAC - Hot Water Pmp | BELL & GOSSETT | E-1510 SSFW 9.375 | H-HWP | C224065-02016 | 43324 | T025 STORAGE | OPERATING
545 | Watkins Mill HS | F46563 | 55214 | Custodial - Hedge Trimmer | ECHO | HC225 | CE-HEDGETRIM | 12001108 | NULL | NULL | OPERATING
545 | Watkins Mill HS | E90796 | 59859 | Aud Vis - LCD Projector | PANASONIC | PT-LB50SU | AV-LCDPRJ | SC6430039 | NULL | NULL | OPERATING
545 | Watkins Mill HS | E90970 | 59929 | Aud Vis - LCD Projector | PANASONIC | PT-LB50NTU | AV-LCDPRJ | SC6410359 | NULL | NULL | OPERATING
545 | Watkins Mill HS | E92244 | 59930 | Aud Vis - LCD Projector | EPSON | 82C EAI | AV-LCDPRJ | GY8F713678L | NULL | NULL | OPERATING
545 | Watkins Mill HS | E92245 | 59931 | Aud Vis - LCD Projector | EPSON | 82C EAI | AV-LCDPRJ | GY8F720001L | NULL | NULL | OPERATING
545 | Watkins Mill HS | E93152 | 59989 | Aud Vis - LCD Projector | PANASONIC | PT-LB50SU | AV-LCDPRJ | SC6520361 | NULL | NULL | OPERATING
545 | Watkins Mill HS | E93808 | 60029 | Aud Vis - LCD Projector | EPSON | EMP-82 | AV-LCDPRJ | GY8G691096F | NULL | NULL | OPERATING
545 | Watkins Mill HS | E94382 | 60062 | Aud Vis - LCD Projector | PANASONIC | PT-LB50SU | AV-LCDPRJ | SC6560196 | NULL | NULL | OPERATING
545 | Watkins Mill HS | A22522 | 65117 | Kitchen - Range | GARLD | NULL | K-RANGE | 238312 | NULL | NULL | OPERATING
545 | Watkins Mill HS | A22516 | 65242 | Kitchen - Steam Kettle | GROEN | 40 | K-STMKTTL | 429731 | NULL | NULL | OPERATING
545 | Watkins Mill HS | A22492 | 65288 | Kitchen - Table - Cook | NULL | 50ST | K-TABLCOOK | F89D0871 | NULL | NULL | OPERATING
545 | Watkins Mill HS | A22513 | 65289 | Kitchen - Table - Cook | KEYSER | NULL | K-TABLCOOK | 545-004 | NULL | NULL | OPERATING
545 | Watkins Mill HS | A22514 | 65290 | Kitchen - Table - Cook | KEYSER | NULL | K-TABLCOOK | 545-005 | NULL | NULL | OPERATING
545 | Watkins Mill HS | 110096881 | 70415 | HVAC - Energy Recovery Unit | AAON | RN-105-3-0-JA09-EJL | H-ERU | 201306-BVWH00045 | NULL | ROOF OVER GYM | OPERATING
545 | Watkins Mill HS | 110096882 | 70416 | HVAC - Energy Recovery Unit | AAON | RN-011-3-0-EA09-EHN | H-ERU | 201306-ANWZ03268 | NULL | ROOF OVER GYM | OPERATING
545 | Watkins Mill HS | 110096883 | 70417 | HVAC - Energy Recovery Unit | AAON | RN-026-3-0-EA09-EHL | H-ERU | 201306-ANWS03276 | NULL | ROOF OVER GMY | OPERATING
545 | Watkins Mill HS | 110096884 | 70418 | HVAC - Energy Recovery Unit | AAON | RN-015-3-0-EA09-EJJ | H-ERU | 201306-ANWL03267 | NULL | ROOF OVER GYM | OPERATING
545 | Watkins Mill HS | 110096885 | 70419 | HVAC - Energy Recovery Unit | MUNTERS | PV-W30P-WPR | H-ERU | NULL | NULL | ROOF, S | OPERATING
545 | Watkins Mill HS | 110096886 | 70420 | HVAC - Energy Recovery Unit | MUNTERS | PV-W20P-WPR | H-ERU | NULL | NULL | ROOF, E | OPERATING
545 | Watkins Mill HS | 110096887 | 70421 | HVAC - Condenser | DAIKIN | REYQ120PBYD | H-COND | A000186 | NULL | ROOF, E | OPERATING
545 | Watkins Mill HS | 110096888 | 70422 | HVAC - Dedicated Outside Air System | AAON | RQ-003-3-V-E60E-111 | H-DOAS | 201209-AYEC01101 | NULL | TOP ROOF | OPERATING
545 | Watkins Mill HS | 110096889 | 70423 | HVAC - Roof Top Unit - Dir Exp | AAON | RN-013-3-0-EA09-000 | H-RFTOP-DX | 201504-ANCK09575 | NULL | ROOF OVER GYM | OPERATING
545 | Watkins Mill HS | 110096890 | 70426 | HVAC - Roof Top Unit - Dir Exp | AAON | RN-011-3-0-EA09-000 | H-RFTOP-DX | 201504-ANCZ09574 | NULL | ROOF, E | OPERATING
545 | Watkins Mill HS | 110096891 | 70427 | HVAC - Roof Top Unit - Dir Exp | AAON | RN-008-3-0-EA09-000 | H-RFTOP-DX | 201504-ANCH09576 | NULL | ROOF, E | OPERATING
545 | Watkins Mill HS | 110096892 | 70428 | HVAC - Roof Top Unit - Dir Exp | AAON | RN-007-3-0-EA09-000 | H-RFTOP-DX | 201504-ANCG09577 | NULL | ROOF, E | OPERATING
545 | Watkins Mill HS | 110096893 | 70429 | HVAC - Roof Top Unit - Dir Exp | AAON | RQ-005-3-H-EA09-000 | H-RFTOP-DX | 201504-AYCE02154 | NULL | ROOF, S | OPERATING
545 | Watkins Mill HS | 110096894 | 70430 | HVAC - Roof Top Unit - Dir Exp | AAON | RN-008-3-0-EA09-000 | H-RFTOP-DX | 201504-ANCH09578 | NULL | ROOF, S | OPERATING
545 | Watkins Mill HS | 110096895 | 70431 | HVAC - Energy Recovery Unit | MUNTERS | PV-W20P-WPR | H-ERU | NULL | NULL | ROOF, S | OPERATING
545 | Watkins Mill HS | 110096896 | 70432 | HVAC - Air Handling Unit | DAIKIN | 0AH011GDDM | H-AHU | FB0U150501218 | NULL | ROOF, W | OPERATING
545 | Watkins Mill HS | 110096897 | 70433 | HVAC - Air Handling Unit | DAIKIN | 0AH011GDDM | H-AHU | FB0U150501174 | NULL | ROOF, W | OPERATING
545 | Watkins Mill HS | 110096898 | 70434 | HVAC - Air Handling Unit | DAIKIN | 0AH029GDDM | H-AHU | FB0915051110 | NULL | ROOF OVER STAGE | OPERATING
545 | Watkins Mill HS | 110096899 | 70435 | HVAC - Air Handling Unit | DAIKIN | 0AH013GDDM | H-AHU | FB0U150501117 | NULL | ROOF OVER STAGE | OPERATING
545 | Watkins Mill HS | 110096900 | 70436 | HVAC - Air Handling Unit | DAINKIN | 0AH029GDDM | H-AHU | FB0U150501118 | NULL | ROOF OVER STAGE | OPERATING
545 | Watkins Mill HS | E55720 | 54268 | BLDSERV-BATTERY-BURNISHER | NOBLES | 607599 | CE-BURNISHER | 10228713 | NULL | NULL | OPERATING
545 | Watkins Mill HS | F22237 | 54409 | BLDSERV-BATTERY-BURNISHER | TENNANT | 2550 | CE-BURNISHER | 10391281 | NULL | NULL | OPERATING
545 | Watkins Mill HS | F34387 | 59359 | Custodial - Wet Dry | MONGOOSE | MP15 | CE-WETDRY | 10443849 | NULL | NULL | OPERATING
545 | Watkins Mill HS | E90346 | 55468 | Custodial - Lawn Trimmer | ECHO | SRM-3100S | CE-LAWNTRIM | 541430 | NULL | NULL | OPERATING
545 | Watkins Mill HS | F40619 | 55545 | Custodial - Lawn Trimmer | ECHO | SRM-311S | CE-LAWNTRIM | 9001784 | NULL | NULL | OPERATING
545 | Watkins Mill HS | F46564 | 55558 | Custodial - Lawn Trimmer | ECHO | SRM280S | CE-LAWNTRIM | 12005520 | NULL | NULL | OPERATING
545 | Watkins Mill HS | F46565 | 55559 | Custodial - Lawn Trimmer | ECHO | SRM280S | CE-LAWNTRIM | 12005276 | NULL | NULL | OPERATING
545 | Watkins Mill HS | E96385 | 60206 | Aud Vis - LCD Projector | EPSON | 83C XGA | AV-LCDPRJ | JXJF745473L | NULL | NULL | OPERATING
545 | Watkins Mill HS | E97275 | 60274 | Aud Vis - LCD Projector | PANASONIC | PT-LB50SU | AV-LCDPRJ | SC7140220 | NULL | NULL | OPERATING
545 | Watkins Mill HS | A22677 | 65486 | Kitchen - Vent Hood | NULL | NULL | K-VENTHD | GE89232 | NULL | NULL | OPERATING
545 | Watkins Mill HS | A14687 | 65601 | Misc - Laminator | LAMNEX | AV979 | M-LAMINATOR | 97989157666 | NULL | NULL | OPERATING
545 | Watkins Mill HS | 110097984 | 79835 | Plumb - Backflow Preventers | WILKINS | 375 - 1 1/2" RPZA | P-BKPRV | A394144 | 43345 | Concessions By Football Field | OPERATING
545 | Watkins Mill HS | 110110219 | 95672 | Misc - Water Bottle Filler | HALSEY TAYLOR | HAC-HB-NF-1B | M-WTRBTLFLR | 180516173 | NULL | MAIN HALL | OPERATING
545 | Watkins Mill HS | E21250 | 54667 | BLDSERV-BATTERY-SCRUBBER | MINUTEMAN | 26INCH | CE-SCRUBBER | 260024QP | NULL | NULL | OPERATING
545 | Watkins Mill HS | F46562 | 65628 | Custodial - Leaf Blower | LITTLE WONDER | LB800 | CE-LEAFBLOWER | 1060616242 | NULL | NULL | OPERATING
545 | Watkins Mill HS | 110135946 | 104813 | HVAC - Portable Dehumidifiers | GE | ADEL45LYL1 | H-PBDHUMI | TM016515Q | NULL | A006A | OPERATING
545 | Watkins Mill HS | E40780 | 55833 | Custodial - Lift | PLATFORM | LIFT 38FT | CE-LIFT | 4644 | NULL | NULL | OPERATING
545 | Watkins Mill HS | F03966 | 60483 | Aud Vis - LCD Projector | PANASONIC | PT-LB50SU | AV-LCDPRJ | SC6520283 | NULL | NULL | OPERATING
545 | Watkins Mill HS | F03967 | 60484 | Aud Vis - LCD Projector | PANASONIC | PT-LB50SU | AV-LCDPRJ | SC6520319 | NULL | NULL | OPERATING
545 | Watkins Mill HS | F15703 | 60511 | Aud Vis - LCD Projector | PANASONIC | PTLB51U | AV-LCDPRJ | SA7460239 | NULL | NULL | OPERATING
545 | Watkins Mill HS | F15704 | 60512 | Aud Vis - LCD Projector | PANASONIC | PTLB51U | AV-LCDPRJ | SA7460154 | NULL | NULL | OPERATING
545 | Watkins Mill HS | F15705 | 60513 | Aud Vis - LCD Projector | PANASONIC | PTLB51U | AV-LCDPRJ | SB7460041 | NULL | NULL | OPERATING
545 | Watkins Mill HS | F15721 | 60519 | Aud Vis - LCD Projector | EPSON | 82C | AV-LCDPRJ | GY8F6X0762-L | NULL | NULL | OPERATING
545 | Watkins Mill HS | F15897 | 60544 | Aud Vis - LCD Projector | PANASONIC | PTLB51U | AV-LCDPRJ | SA7460677 | NULL | NULL | OPERATING
545 | Watkins Mill HS | F15898 | 60545 | Aud Vis - LCD Projector | PANASONIC | PTLB51U | AV-LCDPRJ | SB7460186 | NULL | NULL | OPERATING
545 | Watkins Mill HS | F15899 | 60546 | Aud Vis - LCD Projector | PANASONIC | PTLB51U | AV-LCDPRJ | SA7460379 | NULL | NULL | OPERATING
545 | Watkins Mill HS | A22670 | 65829 | Plumb - Single Sink | SECO | S/S | P-SINK1 | 545-049 | NULL | NULL | OPERATING
545 | Watkins Mill HS | 110093720 | 71109 | Plumb - Backflow Preventers | Watts Regulator | 909 M2 - 1" RPZA | P-BKPRV | 67309 | 43086 | T-025 Storage By Music Room | OPERATING
545 | Watkins Mill HS | 110096071 | 76417 | E-TRANS | Square D | EX45T3H | E-TRANS | 1060616061 | 43327 | FIELD HOUSE | OPERATING
545 | Watkins Mill HS | 110096070 | 76426 | E-PANEL | Square D | NF442L2C | E-PANEL | NULL | 43327 | Field House | OPERATING

## Springbrook
Facility# | Facility Name | Barcode# | AssetNum | Description | Manufacturer | Model | EqCode | SerialNum | WarrantyExpDate | Eq Location | Status
798 | Springbrook HS | 110024717 | 20656 | Electric - Main Breaker | Square D | 3620850-B0 | E-MB | C-957052 | NULL | Room By Auditorium, Stage | OPERATING
798 | Springbrook HS | 110024718 | 20657 | Electric - Main Breaker | Square D | 3620850-B0 | E-MB | C-957071 | NULL | Room By Auditorium, Stage | OPERATING
798 | Springbrook HS | 110022897 | 20658 | Electric - Panelboard | Square D | NEHB-30450-4CU | E-PANEL | NONE | NULL | Rm G-103 | OPERATING
798 | Springbrook HS | 110022898 | 20659 | Electric - Panelboard | Square D | 123620850CD0 | E-PANEL | NONE | NULL | Rm G-103 | OPERATING
798 | Springbrook HS | 110022900 | 20660 | Electric - Panelboard | Square D | NULL | E-PANEL | NONE | NULL | RM G106 | OPERATING
798 | Springbrook HS | 110022908 | 20661 | Electric - Panelboard | Square D | MHC20F | E-PANEL | NONE | NULL | Rm G-109 | OPERATING
798 | Springbrook HS | 110022909 | 20662 | Electric - Panelboard | Square D | NQOD442400CU | E-PANEL | 1 | NULL | Rm G110 | OPERATING
798 | Springbrook HS | 110022910 | 20663 | Electric - Panelboard | Square D | NQOD442L400CU | E-PANEL | 1 | NULL | Rm G110 | OPERATING
798 | Springbrook HS | 110022913 | 20664 | Electric - Panelboard | Square D | NQOD424L100CU | E-PANEL | E2 | NULL | Rm G110 | OPERATING
798 | Springbrook HS | 110022914 | 20665 | Electric - Panelboard | Square D | 1236200850CF0 | E-PANEL | E1 | NULL | Rm G110 | OPERATING
798 | Springbrook HS | 110022915 | 20666 | Electric - Panelboard | Square D | NEHB-12426-1CU | E-PANEL | E1 | NULL | Rm G114, Storage | OPERATING
798 | Springbrook HS | 110022916 | 20667 | Electric - Panelboard | Square D | NH776TS | E-PANEL | NONE | NULL | Rm E-103 | OPERATING
798 | Springbrook HS | 110022917 | 20668 | Electric - Panelboard | Square D | NEHB-12426-1CU | E-PANEL | NONE | NULL | Rm E-103 | OPERATING
798 | Springbrook HS | 110022918 | 20669 | Electric - Panelboard | Square D | NEHB-30435-2CU | E-PANEL | NONE | NULL | Rm E-203 | OPERATING
798 | Springbrook HS | 110022919 | 20670 | Electric - Panelboard | Square D | NEHB-12426-1CU | E-PANEL | NONE | NULL | Rm E-203 | OPERATING
798 | Springbrook HS | 110022943 | 20671 | Electric - Panelboard | Square D | 123620850CCO | E-PANEL | NONE | NULL | Rm D-105 | OPERATING
798 | Springbrook HS | 110022961 | 20672 | Electric - Panelboard | Square D | NQOD442L225CU | E-PANEL | E2 | NULL | Rm A-109, Office | OPERATING
798 | Springbrook HS | 110022973 | 20673 | Electric - Panelboard | Square D | NQOD430L225CU | E-PANEL | E2 | NULL | Rm E111 | OPERATING
798 | Springbrook HS | 110022974 | 20674 | Electric - Panelboard | Square D | NQOD442L225CU | E-PANEL | E2 | NULL | Rm E111 | OPERATING
798 | Springbrook HS | 110022985 | 20675 | Electric - Panelboard | Square D | NQOD442L225CU | E-PANEL | NONE | NULL | Rm F103 | OPERATING
798 | Springbrook HS | 110024057 | 20676 | Electric - Panelboard | Square D | BP03630E | E-PANEL | NONE | NULL | Outside, Rm 39, Elec | OPERATING
798 | Springbrook HS | 110024058 | 20677 | Electric - Panelboard | Square D | BP03616E | E-PANEL | NONE | NULL | Outside, Rm 39, Elec | OPERATING
798 | Springbrook HS | 110024527 | 20678 | Electric - Panelboard | Square D | NQOD442L225CU | E-PANEL | NONE | NULL | Rm G306 | OPERATING
798 | Springbrook HS | 110024563 | 20679 | Electric - Panelboard | Square D | NQOD442L225CU | E-PANEL | NONE | NULL | Rm G315 | OPERATING
798 | Springbrook HS | 110024571 | 20680 | Electric - Panelboard | Square D | NQOD442L225CU | E-PANEL | E2 | NULL | Rm C309 | OPERATING
798 | Springbrook HS | 110024577 | 20681 | Electric - Panelboard | Square D | 123620850B70 | E-PANEL | NONE | NULL | Room By Rm C310, Elec Rm | OPERATING
798 | Springbrook HS | 110024580 | 20682 | Electric - Panelboard | Square D | HCN14522N | E-PANEL | NONE | NULL | Room By Rm C310, Elec Rm | OPERATING
798 | Springbrook HS | 110024581 | 20683 | Electric - Panelboard | Square D | NEHB-12426-1CU | E-PANEL | NONE | NULL | Room By Rm C310, Elec Rm | OPERATING
798 | Springbrook HS | 110024582 | 20684 | Electric - Panelboard | Square D | NQ0DD430L400CU | E-PANEL | NONE | NULL | Room by Rm C310, Elec Rm | OPERATING
798 | Springbrook HS | 110024583 | 20685 | Electric - Panelboard | Square D | NQ0DD430L400CU | E-PANEL | NONE | NULL | Hall by Yearbook & Newspaper Rm E310 | OPERATING
798 | Springbrook HS | 110024586 | 20686 | Electric - Panelboard | Square D | NQOD442L225CU | E-PANEL | NONE | NULL | NULL | OPERATING
798 | Springbrook HS | 110024640 | 20687 | Electric - Panelboard | Square D | NQOD442L225CU | E-PANEL | E2 | NULL | NULL | OPERATING
798 | Springbrook HS | 110024641 | 20688 | Electric - Panelboard | Square D | NQ0D412L100CU | E-PANEL | NONE | NULL | Rm C-313 Storage | OPERATING
798 | Springbrook HS | 110024642 | 20689 | Electric - Panelboard | Square D | NQ0D412L100CU | E-PANEL | NONE | NULL | Rm C-313 Storage | OPERATING
798 | Springbrook HS | 110024657 | 20690 | Electric - Panelboard | Square D | NULL | E-PANEL | NONE | NULL | Hall By Rm G209 | OPERATING
798 | Springbrook HS | 110024658 | 20691 | Electric - Panelboard | Square D | NULL | E-PANEL | NONE | NULL | RM G210 | OPERATING
798 | Springbrook HS | 110024660 | 20692 | Electric - Panelboard | Square D | NQOD430L225CU | E-PANEL | E2 | NULL | RM G212 | OPERATING
798 | Springbrook HS | 110024661 | 20693 | Electric - Panelboard | Square D | PBP11B | E-PANEL | NONE | NULL | RM G212 | OPERATING
798 | Springbrook HS | 110024669 | 20694 | Electric - Panelboard | Square D | NQOD442L225CU | E-PANEL | E2 | NULL | Hall By RM E211 | OPERATING
798 | Springbrook HS | 110024681 | 20695 | Electric - Panelboard | Square D | NQOD430L225CU | E-PANEL | NONE | NULL | Hall By *Room Data Missing* D-104-A, Weight Rm | OPERATING
798 | Springbrook HS | 110024682 | 20696 | Electric - Panelboard | Square D | NQOD430L225CU | E-PANEL | NONE | NULL | Hall By *Room Data Missing* D-104-A, Weight Rm | OPERATING
798 | Springbrook HS | 110024684 | 20697 | Electric - Panelboard | Square D | NQOD4420225CU | E-PANEL | NONE | NULL | NULL | OPERATING
798 | Springbrook HS | 110024687 | 20698 | Electric - Panelboard | Cutler-Hammer | PB | E-PANEL | NONE | NULL | Room By Aux Gym RM D18, Gym Storage | OPERATING
798 | Springbrook HS | 110024688 | 20699 | Electric - Panelboard | Square D | NQOD430L100CU | E-PANEL | NONE | NULL | NULL | OPERATING
798 | Springbrook HS | 110024689 | 20700 | Electric - Panelboard | Square D | NEHB-30435-1CU | E-PANEL | NONE | NULL | NULL | OPERATING
798 | Springbrook HS | 110024695 | 20701 | Electric - Panelboard | Square D | NQOD442L400CU | E-PANEL | NONE | NULL | RM G206, Elec Rm | OPERATING
798 | Springbrook HS | 110024696 | 20702 | Electric - Panelboard | Square D | NQOD442L400CU | E-PANEL | NONE | NULL | RM G206, Elec Rm | OPERATING
798 | Springbrook HS | 110024697 | 20703 | Electric - Panelboard | Square D | NEHB | E-PANEL | NEHB-42453-4CU | NULL | RM G206, Elec Rm | OPERATING
798 | Springbrook HS | 110024700 | 20704 | Electric - Panelboard | Square D | NULL | E-PANEL | NONE | NULL | NULL | OPERATING
798 | Springbrook HS | E10234 | 54983 | BLDSERV-CLEANER VAC STRAP | RAVEN | AVENGER 10 | CE-VACBACKPCK | 25217 | NULL | NULL | OPERATING
798 | Springbrook HS | C77291 | 66038 | Custodial - Lawn Mower | DEERE | 14SC | CE-LAWNMOWER | 14SCA131099 | NULL | NULL | OPERATING
798 | Springbrook HS | D25185 | 66039 | Custodial - Lawn Mower | DEERE | 14SC | CE-LAWNMOWER | FC150UC1490 | NULL | NULL | OPERATING
798 | Springbrook HS | E52813 | 66040 | Custodial - Lawn Mower | EXMARK | M4815KA | CE-LAWNMOWER | 530202 | NULL | NULL | OPERATING
798 | Springbrook HS | 110024753 | 20771 | HVAC - Ahu Package Unit Electric | Trane | PCCB-ADAABCB0AA0C0GA0000000A00AA00000AA000000000A0 | H-ACPUE | K93G46270 | NULL | Roof, Lower, Second Floor W | OPERATING
798 | Springbrook HS | 110024792 | 20772 | HVAC - Ahu Package Unit Electric | Trane | PCCB-BDAABCB0AA0A0GA0000000A00AA00000AA00AC0000000 | H-ACPUE | K93G45937 | NULL | Roof, Lower, N | OPERATING
798 | Springbrook HS | 110024795 | 20773 | HVAC - Ahu Package Unit Electric | Trane | PCCB-DBAABCD0AA0A0GA0000000A00AA00000AA00000000000 | H-ACPUE | K93G45936 | NULL | Roof, Lower, N | OPERATING
798 | Springbrook HS | 110024802 | 20774 | HVAC - Ahu Package Unit Electric | Trane | PCCB-ABAABCB0AA0C0EA0000000A00AA00000AA00000000000 | H-ACPUE | K93G45614 | NULL | Roof, Lower, N | OPERATING
798 | Springbrook HS | 110024604 | 20775 | HVAC - Ahu Package Unit Gas | Trane | GRNC120EDC26J2AR | H-ACPUG | A93E07081 | NULL | Roof, Upper W | OPERATING
798 | Springbrook HS | 110024607 | 20776 | HVAC - Ahu Package Unit Gas | Trane | GRNC120EDC26J2AR | H-ACPUG | A93E07080 | NULL | Roof, Upper W | OPERATING
798 | Springbrook HS | 110024778 | 20777 | HVAC - Ahu Package Unit Gas | Trane | GRNC080EDC26G1AR | H-ACPUG | A93E07079 | NULL | Roof, Middle, 3rd Floor E | OPERATING
798 | Springbrook HS | 110024743 | 20778 | HVAC - Ahu Package Unit No Heat | Trane | GRNC030EDC26D1AR | H-ACPU | A93E07078 | NULL | Roof, Middle, Ne | OPERATING
798 | Springbrook HS | 110022923 | 20779 | HVAC - Air Handling Unit | Trane | MCCA025GAE0AAA000F0EAA00A0A0000BB000B0000 | H-AHU | K93F39609 | NULL | Room By *Room Data Mising* D-10, Gym Mezz | OPERATING
798 | Springbrook HS | 110024664 | 20780 | HVAC - Air Handling Unit | Trane | MCCA025GAE0AAA000F0EAA00A0A0000AB000B0000 | H-AHU | K93F39555 | NULL | Room By Team Room 2 E202, Mech Rm | OPERATING
798 | Springbrook HS | 110024731 | 20781 | HVAC - Air Handling Unit | NULL | NULL | H-AHU | NONE | NULL | Room By Auditorium, Stage | OPERATING
798 | Springbrook HS | 110024735 | 20782 | HVAC - Air Handling Unit | NULL | NULL | H-AHU | NONE | NULL | Room By Auditorium, Stage | OPERATING
798 | Springbrook HS | 110024965 | 20783 | HVAC - Air Handling Unit | Carrier | FB4ANF024 | H-AHU | 5096A20706 | NULL | Rm C-206 | OPERATING
798 | Springbrook HS | 110024970 | 20784 | HVAC - Air Handling Unit | NULL | NULL | H-AHU | NONE | NULL | Outside, Rm D-124, Storage 31 AHU-4 | OPERATING
798 | Springbrook HS | 110024855 | 20785 | HVAC - Air Separator | NULL | NULL | H-SEPR | NONE | NULL | NULL | OPERATING
798 | Springbrook HS | 110024846 | 20786 | HVAC - Boiler | Cleaver Brooks | CBE | H-BLRCI | 0L091591 | NULL | Boiler Room | OPERATING
798 | Springbrook HS | 110024847 | 20787 | HVAC - Boiler | Cleaver Brooks | CBE | H-BLRCI | 0L091590 | NULL | NULL | OPERATING
798 | Springbrook HS | 110024849 | 20788 | HVAC - Chemical Station | Ecolab | 2175-BIO-ECOLAB | H-CHEMSTA | 6C15015113 | NULL | NULL | OPERATING
798 | Springbrook HS | 110024853 | 20789 | HVAC - Chill Water Pump/Motor | Taco | FM6013 10.0 B2L1D2L0 | H-CHWP | NONE | NULL | NULL | OPERATING
798 | Springbrook HS | 110024854 | 20790 | HVAC - Chill Water Pump/Motor | Taco | FM6013 10.0 B2L1D2L0 | H-CHWP | NONE | NULL | NULL | OPERATING
798 | Springbrook HS | 110024850 | 20791 | HVAC - Chiller - Centrifugal | Trane | RTHA450FCWONCUC3LF2LFNNVOGQ | H-CHILR-CE | U93G06304 | NULL | NULL | OPERATING
798 | Springbrook HS | 110024591 | 20792 | HVAC - Condenser | Trane | TTA180B400BA | H-COND | H45198844 | NULL | Roof, Upper E | OPERATING
798 | Springbrook HS | 110024594 | 20793 | HVAC - Condenser | Trane | NULL | H-COND | NONE | NULL | Roof, Upper E | OPERATING
798 | Springbrook HS | 110024602 | 20794 | HVAC - Condenser | Trane | TTA240B400BA | H-COND | H46198962 | NULL | Roof, Upper Nw | OPERATING
798 | Springbrook HS | 110024741 | 20795 | HVAC - Condenser | Trane | TTR012C100A1 | H-COND | H45229148 | NULL | Roof, Lower, Second Floor E | OPERATING
798 | Springbrook HS | 110024742 | 20796 | HVAC - Condenser | Trane | TTR012C100A1 | H-COND | H46238145 | NULL | Roof, Lower, Ne | OPERATING
798 | Springbrook HS | 110024747 | 20798 | HVAC - Condenser | Trane | TTR012C100A1 | H-COND | H45229149 | NULL | Roof, Lower, Second Floor E | OPERATING
798 | Springbrook HS | 110024752 | 20799 | HVAC - Condenser | Trane | TTA240B300BA | H-COND | H25198229 | NULL | Roof, Lower, Second Floor W | OPERATING
798 | Springbrook HS | 110024756 | 20800 | HVAC - Condenser | Trane | TTR012C100A1 | H-COND | H45229150 | NULL | Roof, Lower, N | OPERATING
798 | Springbrook HS | 110024758 | 20801 | HVAC - Condenser | NULL | FS3BA-024KA | H-COND | FSA060102598 | NULL | Roof, Lower, 3rd Floor E | OPERATING
798 | Springbrook HS | 110024776 | 20802 | HVAC - Condenser | Bally Engineered Structures, Inc. | NULL | H-COND | NONE | NULL | Roof, Middle, 3rd Floor E | OPERATING
798 | Springbrook HS | 110024777 | 20803 | HVAC - Condenser | Bally Engineered Structures, Inc. | PN-200-3 | H-COND | 84421934 | NULL | Roof, Middle, 3rd Floor E | OPERATING
798 | Springbrook HS | 110024780 | 20804 | HVAC - Condenser | Trane | TTR012C100A1 | H-COND | H45229084 | NULL | Roof, Middle, 3rd Floor E | OPERATING
798 | Springbrook HS | 110024781 | 20805 | HVAC - Condenser | Trane | TTR012C100A1 | H-COND | H45229066 | NULL | Roof, Middle, 3rd Floor E | OPERATING
798 | Springbrook HS | 110024793 | 20806 | HVAC - Condenser | Trane | TTA240B400BA | H-COND | H46198015 | NULL | Roof, Lower, N | OPERATING
798 | Springbrook HS | 110024794 | 20807 | HVAC - Condenser | Trane | RAUC0304BG030 | H-COND | J93D81265 | NULL | Roof, Lower, N | OPERATING
798 | Springbrook HS | 110024799 | 20808 | HVAC - Condenser | Trane | TTA120B400BA | H-COND | H46198108 | NULL | Roof, Lower, E | OPERATING
798 | Springbrook HS | 110024838 | 20809 | HVAC - Control Air Compressor | Curtis-Toledo, Inc. | 20DT10E | H-AIRCOMP | NONE | NULL | Boiler Room | OPERATING
798 | Springbrook HS | 110024839 | 20810 | HVAC - Control Air Dryer | Hankison International | 8015 | H-AIRDRY | 0305-101-9404-344N | NULL | NULL | OPERATING
798 | Springbrook HS | 110024845 | 20811 | HVAC - Cooling Twr | Evapco, Inc. | AT 12-712B | H-CT | 939591 | NULL | Outside, Cooling Tower Pad | OPERATING
798 | Springbrook HS | 110024921 | 20812 | HVAC - Evaporator | Heatcraft Inc. | NULL | H-EVAP | T93E11456 | NULL | Refridgerator | OPERATING
798 | Springbrook HS | 110024923 | 20813 | HVAC - Evaporator | Avtec Industries Inc. | ECM6-177-2 | H-EVAP | T93E10475 | NULL | NULL | OPERATING
798 | Springbrook HS | 110024702 | 20705 | Electric - Panelboard | Square D | NQOD430L225CU | E-PANEL | NONE | NULL | RM G212 | OPERATING
798 | Springbrook HS | 110024707 | 20706 | Electric - Panelboard | Square D | NEHB-30435-2CU | E-PANEL | NONE | NULL | Rm D-111, Girls Locker Rm | OPERATING
798 | Springbrook HS | 110024708 | 20707 | Electric - Panelboard | Square D | NEHB-30435-2CU | E-PANEL | NONE | NULL | Rm D-111, Girls Locker Rm | OPERATING
798 | Springbrook HS | 110024711 | 20708 | Electric - Panelboard | Square D | NQOD442L225CU | E-PANEL | NONE | NULL | Hall By Team Room 111 RM D102, Gym | OPERATING
798 | Springbrook HS | 110024712 | 20709 | Electric - Panelboard | Square D | 123620850CA0 | E-PANEL | NONE | NULL | Hall By Team Room 111 RM D102, Gym | OPERATING
798 | Springbrook HS | 110024713 | 20710 | Electric - Panelboard | Square D | NQ0D442L225CU | E-PANEL | NONE | NULL | Hall By Team Room 111 RM D102, Gym | OPERATING
798 | Springbrook HS | 110024714 | 20711 | Electric - Panelboard | Square D | NQ0D442L225CU | E-PANEL | NONE | NULL | Hall By Team Room 111 RM D102, Gym | OPERATING
798 | Springbrook HS | 110024715 | 20712 | Electric - Panelboard | Square D | NULL | E-PANEL | NONE | NULL | Room By Auditorium, Stage | OPERATING
798 | Springbrook HS | 110024716 | 20713 | Electric - Panelboard | Square D | NEHB-30435-2CU | E-PANEL | NONE | NULL | Room By Auditorium, Stage | OPERATING
798 | Springbrook HS | 110024722 | 20714 | Electric - Panelboard | General Electric | NLAB | E-PANEL | 337281 | NULL | NULL | OPERATING
798 | Springbrook HS | 110024723 | 20715 | Electric - Panelboard | General Electric | NLAB | E-PANEL | 336799 | NULL | NULL | OPERATING
798 | Springbrook HS | 110024727 | 20716 | Electric - Panelboard | General Electric | NAB | E-PANEL | 339786 | NULL | Rm C-103-D, Generator Rm | OPERATING
798 | Springbrook HS | 110024728 | 20717 | Electric - Panelboard | General Electric | NULL | E-PANEL | NONE | NULL | Rm C-103-D, Generator Rm | OPERATING
798 | Springbrook HS | 110024814 | 20718 | Electric - Panelboard | Square D | NQ0D442L255CU | E-PANEL | NONE | NULL | Hall By Work Room C201B | OPERATING
798 | Springbrook HS | 110024835 | 20719 | Electric - Panelboard | Square D | NQOD442L225CU | E-PANEL | E2 | NULL | NULL | OPERATING
798 | Springbrook HS | 110024851 | 20720 | Electric - Panelboard | Square D | 1236205850BY0 | E-PANEL | NONE | NULL | NULL | OPERATING
798 | Springbrook HS | 110024852 | 20721 | Electric - Panelboard | Square D | 1236205850CE0 | E-PANEL | NONE | NULL | NULL | OPERATING
798 | Springbrook HS | 110024864 | 20722 | Electric - Panelboard | Square D | NQOD442L225CU | E-PANEL | E2 | NULL | Room By Class Room Art RM B104, Storage | OPERATING
798 | Springbrook HS | 110024870 | 20723 | Electric - Panelboard | Square D | NQOD424L100CU | E-PANEL | NONE | NULL | Rm B-106-A | OPERATING
798 | Springbrook HS | 110024874 | 20724 | Electric - Panelboard | Square D | NQOD442L225CU | E-PANEL | NONE | NULL | RM B106 | OPERATING
798 | Springbrook HS | 110024875 | 20725 | Electric - Panelboard | Square D | NQOD442L225CU | E-PANEL | E2 | NULL | RM B106 | OPERATING
798 | Springbrook HS | 110024876 | 20726 | Electric - Panelboard | Square D | NEHB-30435-1CU | E-PANEL | NONE | NULL | RM B106 | OPERATING
798 | Springbrook HS | 110024885 | 20727 | Electric - Panelboard | Square D | NQOD442L225CU | E-PANEL | NONE | NULL | Rm B-108-B | OPERATING
798 | Springbrook HS | 110024886 | 20728 | Electric - Panelboard | Square D | NQOD430L225CU | E-PANEL | NONE | NULL | Rm B-108-B | OPERATING
798 | Springbrook HS | 110024896 | 20729 | Electric - Panelboard | Square D | 123620850CB0 | E-PANEL | NONE | NULL | Room By Boiler Room, Receiving | OPERATING
798 | Springbrook HS | 110024897 | 20730 | Electric - Panelboard | Square D | NEHB-12426-1CU | E-PANEL | NONE | NULL | Room By Boiler Room, Receiving | OPERATING
798 | Springbrook HS | 110024908 | 20731 | Electric - Panelboard | Square D | 123620850BW0 | E-PANEL | NONE | NULL | Art/Theater/Dance Room B102 | OPERATING
798 | Springbrook HS | 110024909 | 20732 | Electric - Panelboard | Square D | 123620850BX0 | E-PANEL | NONE | NULL | Art/Theater/Dance Room B102 | OPERATING
798 | Springbrook HS | 110024910 | 20733 | Electric - Panelboard | Square D | NQOD442L225CU | E-PANEL | NONE | NULL | Art/Theater/Dance Room B102 | OPERATING
798 | Springbrook HS | 110024911 | 20734 | Electric - Panelboard | Square D | NQOD442L225CU | E-PANEL | NONE | NULL | Art/Theater/Dance Room B102 | OPERATING
798 | Springbrook HS | 110024915 | 20735 | Electric - Panelboard | Square D | NQOD442L225CU | E-PANEL | NONE | NULL | NULL | OPERATING
798 | Springbrook HS | 110024916 | 20736 | Electric - Panelboard | Square D | NQOD442L225CU | E-PANEL | NONE | NULL | NULL | OPERATING
798 | Springbrook HS | 110024917 | 20737 | Electric - Panelboard | Square D | NQOD454L225CU | E-PANEL | NONE | NULL | NULL | OPERATING
798 | Springbrook HS | 110024918 | 20738 | Electric - Panelboard | Square D | NEHB-54447-2CU | E-PANEL | NONE | NULL | NULL | OPERATING
798 | Springbrook HS | 110024928 | 20739 | Electric - Panelboard | Square D | NQOD442L225CU | E-PANEL | E2 | NULL | RM G1 | OPERATING
798 | Springbrook HS | 110024953 | 20740 | Electric - Panelboard | Square D | NULL | E-PANEL | NONE | NULL | RM G108 | OPERATING
798 | Springbrook HS | 110024957 | 20741 | Electric - Panelboard | Square D | NULL | E-PANEL | NONE | NULL | RM G101 | OPERATING
798 | Springbrook HS | 110024959 | 20742 | Electric - Panelboard | Square D | NULL | E-PANEL | NONE | NULL | NULL | OPERATING
798 | Springbrook HS | 110024964 | 20743 | Electric - Panelboard | Square D | 123620850B00 | E-PANEL | NONE | NULL | Outside Consession Stand | OPERATING
798 | Springbrook HS | 110024972 | 20744 | Electric - Panelboard | Square D | NQ0D430L400CU | E-PANEL | NONE | NULL | Outside, Concession Stand | OPERATING
798 | Springbrook HS | 110024973 | 20745 | Electric - Panelboard | Square D | NQ0D | E-PANEL | NONE | NULL | Outside, Concession Stand | OPERATING
798 | Springbrook HS | 110024984 | 20746 | Electric - Panelboard | Square D | NULL | E-PANEL | E2 | NULL | NULL | OPERATING
798 | Springbrook HS | 110024988 | 20747 | Electric - Panelboard | Square D | NULL | E-PANEL | E2 | NULL | Rm F-108 | OPERATING
798 | Springbrook HS | 110024992 | 20748 | Electric - Panelboard | Square D | NULL | E-PANEL | E2 | NULL | RM F106 | OPERATING
798 | Springbrook HS | 110024997 | 20749 | Electric - Panelboard | Square D | NULL | E-PANEL | NONE | NULL | RM F108 | OPERATING
798 | Springbrook HS | 110024056 | 20750 | Electric - Switchgear | Square D | 3620850-A0 | E-SWGR | NONE | NULL | Outside, Rm 39, Elec | OPERATING
798 | Springbrook HS | 110024579 | 20751 | Electric - Transformer | Square D | 75T3H | E-TRANS | NONE | NULL | Room By RM C310, Elec Rm | OPERATING
798 | Springbrook HS | 110024643 | 20752 | Electric - Transformer | Square D | 30T3HIS | E-TRANS | NONE | NULL | Rm C-313 Storage | OPERATING
798 | Springbrook HS | 110024698 | 20753 | Electric - Transformer | Square D | 75T85HIS | E-TRANS | NONE | NULL | Room By RM G206, Elec Rm | OPERATING
798 | Springbrook HS | 110022951 | 20814 | HVAC - Exhaust Fan - Belt | NULL | NULL | H-EF-BD | NONE | NULL | Outside, Concession Stand Roof | OPERATING
798 | Springbrook HS | 110022952 | 20815 | HVAC - Exhaust Fan - Belt | NULL | NULL | H-EF-BD | NONE | NULL | Outside, Concession Stand Roof | OPERATING
798 | Springbrook HS | 110022953 | 20816 | HVAC - Exhaust Fan - Belt | NULL | NULL | H-EF-BD | NONE | NULL | Outside, Concession Stand Roof | OPERATING
798 | Springbrook HS | 110022954 | 20817 | HVAC - Exhaust Fan - Belt | NULL | NULL | H-EF-BD | NONE | NULL | Outside, Above Tractor Shed | OPERATING
798 | Springbrook HS | 110024059 | 20818 | HVAC - Exhaust Fan - Belt | ARRESTALL | NULL | H-EF-BD | NONE | NULL | Outside, Behind Woodshop Fence | OPERATING
798 | Springbrook HS | 110024592 | 20819 | HVAC - Exhaust Fan - Belt | NULL | NULL | H-EF-BD | NONE | NULL | Roof, Upper N | OPERATING
798 | Springbrook HS | 110024596 | 20820 | HVAC - Exhaust Fan - Belt | NULL | NULL | H-EF-BD | NONE | NULL | Roof, Upper N | OPERATING
798 | Springbrook HS | 110024597 | 20821 | HVAC - Exhaust Fan - Belt | NULL | NULL | H-EF-BD | NONE | NULL | Roof, Upper N | OPERATING
798 | Springbrook HS | 110024598 | 20822 | HVAC - Exhaust Fan - Belt | NULL | NULL | H-EF-BD | NONE | NULL | Roof, Upper N | OPERATING
798 | Springbrook HS | 110024601 | 20823 | HVAC - Exhaust Fan - Belt | NULL | NULL | H-EF-BD | NONE | NULL | Roof, Upper W | OPERATING
798 | Springbrook HS | 110024605 | 20824 | HVAC - Exhaust Fan - Belt | Marathon Electric | ZQD48S17D2055H | H-EF-BD | NONE | NULL | Roof, Upper Ne | OPERATING
798 | Springbrook HS | 110024606 | 20825 | HVAC - Exhaust Fan - Belt | NULL | NULL | H-EF-BD | NONE | NULL | Roof, Upper W | OPERATING
798 | Springbrook HS | 110024608 | 20826 | HVAC - Exhaust Fan - Belt | Marathon Electric | ZQD48S17D2055H | H-EF-BD | NONE | NULL | Roof, Upper N | OPERATING
798 | Springbrook HS | 110024609 | 20827 | HVAC - Exhaust Fan - Belt | NULL | NULL | H-EF-BD | NONE | NULL | Roof, Upper W | OPERATING
798 | Springbrook HS | 110024611 | 20828 | HVAC - Exhaust Fan - Belt | NULL | NULL | H-EF-BD | NONE | NULL | Roof, Upper S | OPERATING
798 | Springbrook HS | 110024613 | 20829 | HVAC - Exhaust Fan - Belt | Marathon Electric | ZQD48S17D2055H | H-EF-BD | NONE | NULL | Roof, Upper W | OPERATING
798 | Springbrook HS | 110024614 | 20830 | HVAC - Exhaust Fan - Belt | Marathon Electric | ZQD48S17D2055H | H-EF-BD | NONE | NULL | Roof, Upper Sw | OPERATING
798 | Springbrook HS | 110024615 | 20831 | HVAC - Exhaust Fan - Belt | NULL | NULL | H-EF-BD | NONE | NULL | Roof, Upper Sw | OPERATING
798 | Springbrook HS | 110024616 | 20832 | HVAC - Exhaust Fan - Belt | NULL | NULL | H-EF-BD | NONE | NULL | Roof, Upper Sw | OPERATING
798 | Springbrook HS | 110024617 | 20833 | HVAC - Exhaust Fan - Belt | NULL | NULL | H-EF-BD | NONE | NULL | Roof, Upper S | OPERATING
798 | Springbrook HS | 110024618 | 20834 | HVAC - Exhaust Fan - Belt | Marathon Electric | ZQD48S17D2055H | H-EF-BD | NONE | NULL | Roof, Upper Sw | OPERATING
798 | Springbrook HS | 110024620 | 20835 | HVAC - Exhaust Fan - Belt | Marathon Electric | ZQD48S17D2055H | H-EF-BD | NONE | NULL | Roof, Upper S | OPERATING
798 | Springbrook HS | 110024621 | 20836 | HVAC - Exhaust Fan - Belt | Marathon Electric | ZQD48S17D2055H | H-EF-BD | NONE | NULL | Roof, Upper S | OPERATING
798 | Springbrook HS | 110024622 | 20837 | HVAC - Exhaust Fan - Belt | Marathon Electric | ZQD48S17D2055H | H-EF-BD | NONE | NULL | Roof, Upper S | OPERATING
798 | Springbrook HS | 110024623 | 20838 | HVAC - Exhaust Fan - Belt | Marathon Electric | ZQD48S17D2055H | H-EF-BD | NONE | NULL | Roof, Upper S | OPERATING
798 | Springbrook HS | 110024624 | 20839 | HVAC - Exhaust Fan - Belt | NULL | NULL | H-EF-BD | NONE | NULL | Roof, Upper S | OPERATING
798 | Springbrook HS | 110024625 | 20840 | HVAC - Exhaust Fan - Belt | NULL | NULL | H-EF-BD | NONE | NULL | Roof, Upper S | OPERATING
798 | Springbrook HS | 110024626 | 20841 | HVAC - Exhaust Fan - Belt | NULL | NULL | H-EF-BD | NONE | NULL | Roof, Upper Se | OPERATING
798 | Springbrook HS | 110024627 | 20842 | HVAC - Exhaust Fan - Belt | NULL | NULL | H-EF-BD | NONE | NULL | Roof, Upper S | OPERATING
798 | Springbrook HS | 110024628 | 20843 | HVAC - Exhaust Fan - Belt | NULL | NULL | H-EF-BD | NONE | NULL | Roof, Upper S | OPERATING
798 | Springbrook HS | 110024629 | 20844 | HVAC - Exhaust Fan - Belt | NULL | NULL | H-EF-BD | NONE | NULL | Roof, Upper S | OPERATING
798 | Springbrook HS | 110024630 | 20845 | HVAC - Exhaust Fan - Belt | Marathon Electric | ZQD48S17D2055H | H-EF-BD | NONE | NULL | Roof, Upper S | OPERATING
798 | Springbrook HS | 110024631 | 20846 | HVAC - Exhaust Fan - Belt | Marathon Electric | ZQD48S17D2055H | H-EF-BD | NONE | NULL | Roof, Upper S | OPERATING
798 | Springbrook HS | 110024632 | 20847 | HVAC - Exhaust Fan - Belt | Marathon Electric | ZQD48S17D2057H | H-EF-BD | NONE | NULL | Roof, Upper S | OPERATING
798 | Springbrook HS | 110024633 | 20848 | HVAC - Exhaust Fan - Belt | NULL | NULL | H-EF-BD | NONE | NULL | Roof, Upper E | OPERATING
798 | Springbrook HS | 110024634 | 20849 | HVAC - Exhaust Fan - Belt | NULL | NULL | H-EF-BD | NONE | NULL | Roof, Upper E | OPERATING
798 | Springbrook HS | 110024636 | 20850 | HVAC - Exhaust Fan - Belt | Marathon Electric | ZQD48S17D2055H | H-EF-BD | NONE | NULL | Roof, Upper Se | OPERATING
798 | Springbrook HS | 110024637 | 20851 | HVAC - Exhaust Fan - Belt | Marathon Electric | ZQD48S17D2055H | H-EF-BD | NONE | NULL | Roof, Upper Se | OPERATING
798 | Springbrook HS | 110024638 | 20852 | HVAC - Exhaust Fan - Belt | Marathon Electric | ZQD48S17D2057H | H-EF-BD | NONE | NULL | Roof, Upper Se | OPERATING
798 | Springbrook HS | 110024639 | 20853 | HVAC - Exhaust Fan - Belt | NULL | NULL | H-EF-BD | NONE | NULL | Roof, Upper S | OPERATING
798 | Springbrook HS | 110024683 | 20854 | HVAC - Exhaust Fan - Belt | NULL | NULL | H-EF-BD | NONE | NULL | Hall By *Room Data Missing* D-104-A | OPERATING
798 | Springbrook HS | 110024744 | 20855 | HVAC - Exhaust Fan - Belt | NULL | NULL | H-EF-BD | NONE | NULL | Roof, Middle, Ne | OPERATING
798 | Springbrook HS | 110024745 | 20856 | HVAC - Exhaust Fan - Belt | NULL | NULL | H-EF-BD | NONE | NULL | Roof, Lower, Nw | OPERATING
798 | Springbrook HS | 110024748 | 20857 | HVAC - Exhaust Fan - Belt | NULL | NULL | H-EF-BD | NONE | NULL | Roof, Lower, Second Floor E | OPERATING
798 | Springbrook HS | 110024750 | 20858 | HVAC - Exhaust Fan - Belt | NULL | NULL | H-EF-BD | NONE | NULL | Roof, Lower, Second Floor N | OPERATING
798 | Springbrook HS | 110024754 | 20859 | HVAC - Exhaust Fan - Belt | NULL | NULL | H-EF-BD | NONE | NULL | Roof, Lower, Nw | OPERATING
798 | Springbrook HS | 110024761 | 20860 | HVAC - Exhaust Fan - Belt | Magnetek | JA2N191N | H-EF-BD | 35L65770R | NULL | Roof, Lower, 3rd Floor E | OPERATING
798 | Springbrook HS | 110024762 | 20861 | HVAC - Exhaust Fan - Belt | NULL | NULL | H-EF-BD | NONE | NULL | Roof, Middle, Ne | OPERATING
798 | Springbrook HS | 110024763 | 20862 | HVAC - Exhaust Fan - Belt | NULL | NULL | H-EF-BD | NONE | NULL | Roof, Middle, Ne | OPERATING
798 | Springbrook HS | 110024764 | 20863 | HVAC - Exhaust Fan - Belt | NULL | NULL | H-EF-BD | NONE | NULL | Roof, Middle, Ne | OPERATING
798 | Springbrook HS | 110024765 | 20864 | HVAC - Exhaust Fan - Belt | Marathon Electric | ZVA56T17D2096D | H-EF-BD | G109 | NULL | Roof, Lower, 3rd Floor E | OPERATING
798 | Springbrook HS | 110024766 | 20865 | HVAC - Exhaust Fan - Belt | Marathon Electric | ZQD48S17D2055H | H-EF-BD | B303 | NULL | Roof, Middle, 3rd Floor E | OPERATING
798 | Springbrook HS | 110024767 | 20866 | HVAC - Exhaust Fan - Belt | NULL | NULL | H-EF-BD | NONE | NULL | Roof, Lower, E | OPERATING
798 | Springbrook HS | 110024768 | 20867 | HVAC - Exhaust Fan - Belt | NULL | NULL | H-EF-BD | NONE | NULL | Roof, Lower, E | OPERATING
798 | Springbrook HS | 110024769 | 20868 | HVAC - Exhaust Fan - Belt | NULL | NULL | H-EF-BD | NONE | NULL | Roof, Lower, E | OPERATING
798 | Springbrook HS | 110024770 | 20869 | HVAC - Exhaust Fan - Belt | NULL | NULL | H-EF-BD | NONE | NULL | Roof, Lower, E | OPERATING
798 | Springbrook HS | 110024771 | 20870 | HVAC - Exhaust Fan - Belt | NULL | NULL | H-EF-BD | NONE | NULL | Roof, Lower, E | OPERATING
798 | Springbrook HS | 110024772 | 20871 | HVAC - Exhaust Fan - Belt | Marathon Electric | ZQB48S17D2053J | H-EF-BD | B322 | NULL | Roof, Middle, 3rd Floor E | OPERATING
798 | Springbrook HS | 110024773 | 20872 | HVAC - Exhaust Fan - Belt | NULL | NULL | H-EF-BD | NONE | NULL | Roof, Lower, N | OPERATING
798 | Springbrook HS | 110024774 | 20873 | HVAC - Exhaust Fan - Belt | NULL | NULL | H-EF-BD | NONE | NULL | Roof, Lower, N | OPERATING
798 | Springbrook HS | 110024775 | 20874 | HVAC - Exhaust Fan - Belt | NULL | NULL | H-EF-BD | NONE | NULL | Roof, Lower, E | OPERATING
798 | Springbrook HS | 110024779 | 20875 | HVAC - Exhaust Fan - Belt | Marathon Electric | 37B01X54 | H-EF-BD | M3111 | NULL | Roof, Middle, 3rd Floor E | OPERATING
798 | Springbrook HS | 110024782 | 20876 | HVAC - Exhaust Fan - Belt | Marathon Electric | ZQB48S17D2053J | H-EF-BD | B322 | NULL | Roof, Middle, 3rd Floor E | OPERATING
798 | Springbrook HS | 110024783 | 20877 | HVAC - Exhaust Fan - Belt | NULL | NULL | H-EF-BD | NONE | NULL | Roof,Lower ,Ne | OPERATING
798 | Springbrook HS | 110024784 | 20878 | HVAC - Exhaust Fan - Belt | Marathon Electric | ZQB48S17D2057H | H-EF-BD | B305 | NULL | Roof, Middle, 3rd Floor E | OPERATING
798 | Springbrook HS | 110024785 | 20879 | HVAC - Exhaust Fan - Belt | Marathon Electric | ZQB48S17D2053J | H-EF-BD | B322 | NULL | Roof, Middle, 3rd Floor E | OPERATING
798 | Springbrook HS | 110024786 | 20880 | HVAC - Exhaust Fan - Belt | Marathon Electric | ZQB48S17D2053J | H-EF-BD | B322 | NULL | Roof, Middle, 3rd Floor E | OPERATING
798 | Springbrook HS | 110024787 | 20881 | HVAC - Exhaust Fan - Belt | Marathon Electric | ZQB48S17D2053J | H-EF-BD | B322 | NULL | Roof, Middle, 3rd Floor E | OPERATING
798 | Springbrook HS | 110024788 | 20882 | HVAC - Exhaust Fan - Belt | NULL | NULL | H-EF-BD | NONE | NULL | Roof, Lower, N | OPERATING
798 | Springbrook HS | 110024789 | 20883 | HVAC - Exhaust Fan - Belt | NULL | NULL | H-EF-BD | NONE | NULL | Roof, Lower, N | OPERATING
798 | Springbrook HS | 110024790 | 20884 | HVAC - Exhaust Fan - Belt | NULL | NULL | H-EF-BD | NONE | NULL | Roof, Lower, N | OPERATING
798 | Springbrook HS | 110024791 | 20885 | HVAC - Exhaust Fan - Belt | NULL | NULL | H-EF-BD | NONE | NULL | Roof, Lower, N | OPERATING
798 | Springbrook HS | 110024796 | 20886 | HVAC - Exhaust Fan - Belt | NULL | NULL | H-EF-BD | NONE | NULL | Roof, Lower, E | OPERATING
798 | Springbrook HS | 110024797 | 20887 | HVAC - Exhaust Fan - Belt | NULL | NULL | H-EF-BD | NONE | NULL | Roof, Lower, E | OPERATING
798 | Springbrook HS | 110024798 | 20888 | HVAC - Exhaust Fan - Belt | NULL | NULL | H-EF-BD | NONE | NULL | Roof, Lower, N | OPERATING
798 | Springbrook HS | 110024800 | 20889 | HVAC - Exhaust Fan - Belt | NULL | NULL | H-EF-BD | NONE | NULL | Roof, Lower, E | OPERATING
798 | Springbrook HS | 110024801 | 20890 | HVAC - Exhaust Fan - Belt | NULL | NULL | H-EF-BD | NONE | NULL | Roof, Lower, N | OPERATING
798 | Springbrook HS | 110024803 | 20891 | HVAC - Exhaust Fan - Belt | NULL | NULL | H-EF-BD | NONE | NULL | Roof, Lower, E | OPERATING
798 | Springbrook HS | 110024804 | 20892 | HVAC - Exhaust Fan - Belt | NULL | NULL | H-EF-BD | NONE | NULL | Roof, Lower, Ne | OPERATING
798 | Springbrook HS | 110024680 | 20893 | HVAC - Exhaust Fan - Direct | NULL | NULL | H-EF-DD | NONE | NULL | NULL | OPERATING
798 | Springbrook HS | 110024719 | 20894 | HVAC - Exhaust Fan - Direct | NULL | NULL | H-EF-DD | NONE | NULL | Room By Auditorium, Stage | OPERATING
798 | Springbrook HS | 110024749 | 20895 | HVAC - Exhaust Fan - Direct | NULL | NULL | H-EF-DD | NONE | NULL | Roof, Lower, Second Floor N | OPERATING
798 | Springbrook HS | 110024751 | 20896 | HVAC - Exhaust Fan - Direct | Marathon Electric | ZQC48S17D2053J | H-EF-DD | B322 | NULL | Roof, Lower, Nw | OPERATING
798 | Springbrook HS | 110024755 | 20897 | HVAC - Exhaust Fan - Direct | Marathon Electric | ZQC48S17D2053J | H-EF-DD | B322 | NULL | Roof, Lower, Nw | OPERATING
798 | Springbrook HS | 110024759 | 20898 | HVAC - Exhaust Fan - Direct | Magnetek | DB3F015N | H-EF-DD | 15J65912P | NULL | Roof, Lower, 3rd Floor E | OPERATING
798 | Springbrook HS | 110024760 | 20899 | HVAC - Exhaust Fan - Direct | Magnetek | DB3F015N | H-EF-DD | 15J65912P | NULL | Roof, Lower, 3rd Floor E | OPERATING
798 | Springbrook HS | 110024955 | 20900 | HVAC - Exhaust Fan - Direct | Dayton | TC342A | H-EF-DD | NONE | NULL | RM G108, Greenhouse | OPERATING
798 | Springbrook HS | 110022899 | 20901 | HVAC - Fan Coil Unit | Trane | RE46A002 | H-FCU | S93E21194 | NULL | Hall By RM F109, Exit | OPERATING
798 | Springbrook HS | 110022901 | 20902 | HVAC - Fan Coil Unit | Trane | LC34A004U | H-FCU | S93E20595 | NULL | Rm G-104 | OPERATING
798 | Springbrook HS | 110022902 | 20903 | HVAC - Fan Coil Unit | Trane | NULL | H-FCU | NONE | NULL | Overhead | OPERATING
798 | Springbrook HS | 110022903 | 20904 | HVAC - Fan Coil Unit | Trane | NULL | H-FCU | NONE | NULL | Overhead | OPERATING
798 | Springbrook HS | 110022906 | 20905 | HVAC - Fan Coil Unit | NULL | NULL | H-FCU | NONE | NULL | NULL | OPERATING
798 | Springbrook HS | 110022907 | 20906 | HVAC - Fan Coil Unit | NULL | NULL | H-FCU | NONE | NULL | Overhead | OPERATING
798 | Springbrook HS | 110022911 | 20907 | HVAC - Fan Coil Unit | NULL | NULL | H-FCU | NONE | NULL | Overhead | OPERATING
798 | Springbrook HS | 110022912 | 20908 | HVAC - Fan Coil Unit | Trane | NULL | H-FCU | NONE | NULL | NULL | OPERATING
798 | Springbrook HS | 110022925 | 20909 | HVAC - Fan Coil Unit | Trane | NULL | H-FCU | NONE | NULL | NULL | OPERATING
798 | Springbrook HS | 110022926 | 20910 | HVAC - Fan Coil Unit | NULL | NULL | H-FCU | NONE | NULL | Rm C-101-G, Office | OPERATING
798 | Springbrook HS | 110022927 | 20911 | HVAC - Fan Coil Unit | NULL | NULL | H-FCU | NONE | NULL | Rm C-101-H, Office | OPERATING
798 | Springbrook HS | 110022928 | 20912 | HVAC - Fan Coil Unit | Trane | NULL | H-FCU | NONE | NULL | Rm D-101 | OPERATING
798 | Springbrook HS | 110022929 | 20913 | HVAC - Fan Coil Unit | NULL | NULL | H-FCU | NONE | NULL | Rm C-101-D, Office | OPERATING
798 | Springbrook HS | 110022930 | 20914 | HVAC - Fan Coil Unit | NULL | NULL | H-FCU | NONE | NULL | Rm C-101-E, Office | OPERATING
798 | Springbrook HS | 110022932 | 20915 | HVAC - Fan Coil Unit | NULL | NULL | H-FCU | NONE | NULL | Rm C-101-R, Office | OPERATING
798 | Springbrook HS | 110022934 | 20916 | HVAC - Fan Coil Unit | Trane | NULL | H-FCU | NONE | NULL | Rm C-101-R, Office | OPERATING
798 | Springbrook HS | 110022935 | 20917 | HVAC - Fan Coil Unit | Trane | NULL | H-FCU | R93C18872 | NULL | Rm C-101-Guidance Office | OPERATING
798 | Springbrook HS | 110022936 | 20918 | HVAC - Fan Coil Unit | Trane | NULL | H-FCU | R93C18883 | NULL | Rm C-101-M, Office | OPERATING
798 | Springbrook HS | 110022937 | 20919 | HVAC - Fan Coil Unit | Trane | NULL | H-FCU | NONE | NULL | Rm C-101-A, Office | OPERATING
798 | Springbrook HS | 110022938 | 20920 | HVAC - Fan Coil Unit | Trane | NULL | H-FCU | NONE | NULL | Rm C-101-B, Office | OPERATING
798 | Springbrook HS | 110022939 | 20921 | HVAC - Fan Coil Unit | Trane | NULL | H-FCU | NONE | NULL | Rm C-102-Health Rm | OPERATING
798 | Springbrook HS | 110022940 | 20922 | HVAC - Fan Coil Unit | Trane | NULL | H-FCU | NONE | NULL | Rm G110, OFFICE | OPERATING
798 | Springbrook HS | 110022941 | 20923 | HVAC - Fan Coil Unit | Trane | NULL | H-FCU | NONE | NULL | NULL | OPERATING
798 | Springbrook HS | 110022942 | 20924 | HVAC - Fan Coil Unit | Trane | NULL | H-FCU | S93E20598 | NULL | Rm D-103, Athletic Director | OPERATING
798 | Springbrook HS | 110022944 | 20925 | HVAC - Fan Coil Unit | NULL | NULL | H-FCU | NONE | NULL | Rm D-107-E, Music Office | OPERATING
798 | Springbrook HS | 110022946 | 20926 | HVAC - Fan Coil Unit | Trane | VFSE11C21D1PN541000000000 | H-FCU | R94C27229 | NULL | Rm D-108-B | OPERATING
798 | Springbrook HS | 110022948 | 20927 | HVAC - Fan Coil Unit | NULL | NULL | H-FCU | NONE | NULL | Rm D-108, Music Office | OPERATING
798 | Springbrook HS | 110022950 | 20928 | HVAC - Fan Coil Unit | Trane | NULL | H-FCU | NONE | NULL | Rm C-101-L | OPERATING
798 | Springbrook HS | 110022970 | 20929 | HVAC - Fan Coil Unit | NULL | NULL | H-FCU | NONE | NULL | *Room Data Missing* D-104-A, Instrument Storage | OPERATING
798 | Springbrook HS | 110022972 | 20930 | HVAC - Fan Coil Unit | Trane | NULL | H-FCU | NONE | NULL | NULL | OPERATING
798 | Springbrook HS | 110022975 | 20931 | HVAC - Fan Coil Unit | Trane | NULL | H-FCU | NONE | NULL | Rm E-106 | OPERATING
798 | Springbrook HS | 110022977 | 20932 | HVAC - Fan Coil Unit | NULL | NULL | H-FCU | NONE | NULL | Overhead | OPERATING
798 | Springbrook HS | 110022978 | 20933 | HVAC - Fan Coil Unit | Trane | NULL | H-FCU | NONE | NULL | RM E110 | OPERATING
798 | Springbrook HS | 110022981 | 20934 | HVAC - Fan Coil Unit | Trane | NULL | H-FCU | NONE | NULL | RM E113 | OPERATING
798 | Springbrook HS | 110022984 | 20935 | HVAC - Fan Coil Unit | Trane | LC34A004U | H-FCU | S93E20596 | NULL | Rm E-118 | OPERATING
798 | Springbrook HS | 110022986 | 20936 | HVAC - Fan Coil Unit | Trane | RC34DO006U | H-FCU | S93E20586 | NULL | RM F108, OFFICE | OPERATING
798 | Springbrook HS | 110022987 | 20937 | HVAC - Fan Coil Unit | Trane | NULL | H-FCU | NONE | NULL | RM F106 | OPERATING
798 | Springbrook HS | 110024061 | 20938 | HVAC - Fan Coil Unit | Trane | NULL | H-FCU | NONE | NULL | NULL | OPERATING
798 | Springbrook HS | 110024062 | 20939 | HVAC - Fan Coil Unit | Trane | NULL | H-FCU | NONE | NULL | NULL | OPERATING
798 | Springbrook HS | 110024063 | 20940 | HVAC - Fan Coil Unit | NULL | NULL | H-FCU | NONE | NULL | RM E111, Work Rm | OPERATING
798 | Springbrook HS | 110024541 | 20941 | HVAC - Fan Coil Unit | Trane | LB12A004U | H-FCU | S93E20863 | NULL | Rm G-322-B | OPERATING
798 | Springbrook HS | 110024569 | 20942 | HVAC - Fan Coil Unit | Trane | LC34A003U | H-FCU | S93E20602 | NULL | Rm G-320 | OPERATING
798 | Springbrook HS | 110024570 | 20943 | HVAC - Fan Coil Unit | Trane | LC34A003U | H-FCU | S93E20601 | NULL | Rm G-321 | OPERATING
798 | Springbrook HS | 110024574 | 20944 | HVAC - Fan Coil Unit | Trane | LC34A004U | H-FCU | S93E20592 | NULL | Rm E-317 | OPERATING
798 | Springbrook HS | 110024653 | 20945 | HVAC - Fan Coil Unit | NULL | NULL | H-FCU | NONE | NULL | NULL | OPERATING
798 | Springbrook HS | 110024654 | 20946 | HVAC - Fan Coil Unit | NULL | NULL | H-FCU | NONE | NULL | NULL | OPERATING
798 | Springbrook HS | 110024663 | 20947 | HVAC - Fan Coil Unit | Trane | LD16A003U | H-FCU | S93E20607 | NULL | RM G212 | OPERATING
798 | Springbrook HS | 110024675 | 20948 | HVAC - Fan Coil Unit | Trane | LB12A003U | H-FCU | S93E22295 | NULL | Room By Math Resource RM F201 | OPERATING
798 | Springbrook HS | 110024701 | 20949 | HVAC - Fan Coil Unit | Trane | RB12A004U | H-FCU | S93E20865 | NULL | Room By Math Resource Room F201 | OPERATING
798 | Springbrook HS | 110024709 | 20950 | HVAC - Fan Coil Unit | NULL | NULL | H-FCU | NONE | NULL | HALL BY Boys Locker Room, EXIT | OPERATING
798 | Springbrook HS | 110024710 | 20951 | HVAC - Fan Coil Unit | Trane | B220004 | H-FCU | S1A 180186 | NULL | Rm C-103-D, Girls Dressing Rm | OPERATING
798 | Springbrook HS | 110024726 | 20952 | HVAC - Fan Coil Unit | Trane | B220004 | H-FCU | NONE | NULL | Rm C-103-D, Boys Dressing Rm | OPERATING
798 | Springbrook HS | 110024736 | 20953 | HVAC - Fan Coil Unit | Trane | NULL | H-FCU | NONE | NULL | Rm C-103-D, Generator Rm | OPERATING
798 | Springbrook HS | 110024805 | 20954 | HVAC - Fan Coil Unit | Trane | NULL | H-FCU | NONE | NULL | NULL | OPERATING
798 | Springbrook HS | 110024806 | 20955 | HVAC - Fan Coil Unit | Trane | NULL | H-FCU | NONE | NULL | NULL | OPERATING
798 | Springbrook HS | 110024808 | 20956 | HVAC - Variable Air Volume Box | Trane | NULL | H-VAV | NONE | NULL | NULL | OPERATING
798 | Springbrook HS | 110024809 | 20957 | HVAC - Fan Coil Unit | Trane | NULL | H-FCU | NONE | NULL | RM G-213, Tv Studio | OPERATING
798 | Springbrook HS | 110024812 | 20958 | HVAC - Fan Coil Unit | NULL | NULL | H-FCU | NONE | NULL | Rm C-202 | OPERATING
798 | Springbrook HS | 110024813 | 20959 | HVAC - Fan Coil Unit | Trane | FCDA003FLBP10053A5000000B0000G101000000 | H-FCU | S93E20608 | NULL | Rm C-205 | OPERATING
798 | Springbrook HS | 110024815 | 20960 | HVAC - Fan Coil Unit | NULL | NULL | H-FCU | NONE | NULL | Rm C-203 | OPERATING
798 | Springbrook HS | 110024816 | 20961 | HVAC - Fan Coil Unit | Trane | NULL | H-FCU | NONE | NULL | Rm C-206 | OPERATING
798 | Springbrook HS | 110024819 | 20962 | HVAC - Fan Coil Unit | Trane | NULL | H-FCU | NONE | NULL | Rm C-206 | OPERATING
798 | Springbrook HS | 110024826 | 20963 | HVAC - Fan Coil Unit | Trane | NULL | H-FCU | NONE | NULL | Hall By Library, Media Center RM C201 | OPERATING
798 | Springbrook HS | 110024828 | 20964 | HVAC - Fan Coil Unit | Trane | NULL | H-FCU | NONE | NULL | NULL | OPERATING
798 | Springbrook HS | 110024831 | 20965 | HVAC - Fan Coil Unit | Trane | VFSE11D21C1PN541000000000 | H-FCU | R93D3242 | NULL | Rm G-201-E | OPERATING
798 | Springbrook HS | 110024832 | 20966 | HVAC - Fan Coil Unit | Trane | NULL | H-FCU | NONE | NULL | NULL | OPERATING
798 | Springbrook HS | 110024833 | 20967 | HVAC - Fan Coil Unit | Trane | NULL | H-FCU | NONE | NULL | NULL | OPERATING
798 | Springbrook HS | 110024834 | 20968 | HVAC - Fan Coil Unit | Trane | LC34DD06U | H-FCU | S93E20585 | NULL | RM G209, Office/Storage | OPERATING
798 | Springbrook HS | 110024861 | 20969 | HVAC - Fan Coil Unit | Trane | RE46A002 | H-FCU | S93E21197 | NULL | Hall By Boiler Room, Overhead | OPERATING
798 | Springbrook HS | 110024863 | 20970 | HVAC - Fan Coil Unit | Trane | NULL | H-FCU | NONE | NULL | NULL | OPERATING
798 | Springbrook HS | 110024865 | 20971 | HVAC - Fan Coil Unit | Movincool | 24 H F U-1 | H-FCU | 0897 0135 241 | NULL | NULL | OPERATING
798 | Springbrook HS | 110024866 | 20972 | HVAC - Fan Coil Unit | Trane | NULL | H-FCU | NONE | NULL | NULL | OPERATING
798 | Springbrook HS | 110024867 | 20973 | HVAC - Fan Coil Unit | Trane | NULL | H-FCU | NONE | NULL | NULL | OPERATING
798 | Springbrook HS | 110024868 | 20974 | HVAC - Fan Coil Unit | Trane | NULL | H-FCU | NONE | NULL | Rm B-109-A | OPERATING
798 | Springbrook HS | 110024869 | 20975 | HVAC - Fan Coil Unit | Trane | LC34A004U | H-FCU | S93E20594 | NULL | Rm B-109-B, Office | OPERATING
798 | Springbrook HS | 110024871 | 20976 | HVAC - Fan Coil Unit | Trane | NULL | H-FCU | NONE | NULL | Overhead | OPERATING
798 | Springbrook HS | 110024873 | 20977 | HVAC - Fan Coil Unit | Trane | NULL | H-FCU | NONE | NULL | Overhead | OPERATING
798 | Springbrook HS | 110024877 | 20978 | HVAC - Fan Coil Unit | Trane | NULL | H-FCU | NONE | NULL | Rm 106B, Storage/Office, Overhead | OPERATING
798 | Springbrook HS | 110024879 | 20979 | HVAC - Fan Coil Unit | Trane | NULL | H-FCU | NONE | NULL | B-107-C, Storage/Office, Overhead | OPERATING
798 | Springbrook HS | 110024880 | 20980 | HVAC - Fan Coil Unit | Trane | NULL | H-FCU | NONE | NULL | Overhead | OPERATING
798 | Springbrook HS | 110024881 | 20981 | HVAC - Fan Coil Unit | Trane | NULL | H-FCU | NONE | NULL | Overhead | OPERATING
798 | Springbrook HS | 110024882 | 20982 | HVAC - Fan Coil Unit | Trane | RE46A002 | H-FCU | S93E21191 | NULL | Hall By RM B105, Overhead | OPERATING
798 | Springbrook HS | 110024884 | 20983 | HVAC - Fan Coil Unit | Trane | LB12A003U | H-FCU | 393E20869 | NULL | Rm B104c, Office | OPERATING
798 | Springbrook HS | 110024887 | 20984 | HVAC - Fan Coil Unit | NULL | NULL | H-FCU | NONE | NULL | NULL | OPERATING
798 | Springbrook HS | 110024889 | 20985 | HVAC - Fan Coil Unit | NULL | NULL | H-FCU | NONE | NULL | NULL | OPERATING
798 | Springbrook HS | 110024890 | 20986 | HVAC - Fan Coil Unit | NULL | NULL | H-FCU | NONE | NULL | NULL | OPERATING
798 | Springbrook HS | 110024891 | 20987 | HVAC - Fan Coil Unit | NULL | NULL | H-FCU | NONE | NULL | NULL | OPERATING
798 | Springbrook HS | 110024892 | 20988 | HVAC - Fan Coil Unit | Trane | NULL | H-FCU | NONE | NULL | NULL | OPERATING
798 | Springbrook HS | 110024893 | 20989 | HVAC - Fan Coil Unit | Trane | NULL | H-FCU | NONE | NULL | Room By110024488, Rm. B-105-B | OPERATING
798 | Springbrook HS | 110024894 | 20990 | HVAC - Fan Coil Unit | Trane | NULL | H-FCU | NONE | NULL | Room By110024488, Rm. B-105 | OPERATING
798 | Springbrook HS | 110024902 | 20991 | HVAC - Fan Coil Unit | Trane | PTEB0701 | H-FCU | A92F01300 | NULL | Room By Boiler Room | OPERATING
798 | Springbrook HS | 110024905 | 20992 | HVAC - Fan Coil Unit | Trane | NULL | H-FCU | NONE | NULL | NULL | OPERATING
798 | Springbrook HS | 110024906 | 20993 | HVAC - Fan Coil Unit | Trane | LB12A004U | H-FCU | S93E22292 | NULL | Rm B-102-D, Office | OPERATING
798 | Springbrook HS | 110024907 | 20994 | HVAC - Fan Coil Unit | Trane | NULL | H-FCU | NONE | NULL | NULL | OPERATING
798 | Springbrook HS | 110024913 | 20995 | HVAC - Fan Coil Unit | Trane | NULL | H-FCU | NONE | NULL | Hall By RM B103, Overhead | OPERATING
798 | Springbrook HS | 110024914 | 20996 | HVAC - Fan Coil Unit | Trane | NULL | H-FCU | NONE | NULL | NULL | OPERATING
798 | Springbrook HS | 110024920 | 20997 | HVAC - Fan Coil Unit | Trane | LE46A002 | H-FCU | S93E2190 | NULL | Overhead | OPERATING
798 | Springbrook HS | 110024924 | 20998 | HVAC - Fan Coil Unit | Trane | NULL | H-FCU | NONE | NULL | Rm. B-121 | OPERATING
798 | Springbrook HS | 110024925 | 20999 | HVAC - Fan Coil Unit | Trane | LE46A002 | H-FCU | S93E21187 | NULL | Hall By RM G11 | OPERATING
798 | Springbrook HS | 110024926 | 21000 | HVAC - Fan Coil Unit | Trane | NULL | H-FCU | NONE | NULL | NULL | OPERATING
798 | Springbrook HS | 110024927 | 21001 | HVAC - Fan Coil Unit | NULL | NULL | H-FCU | NONE | NULL | NULL | OPERATING
798 | Springbrook HS | 110024930 | 21002 | HVAC - Fan Coil Unit | Trane | NULL | H-FCU | NONE | NULL | NULL | OPERATING
798 | Springbrook HS | 110024931 | 21003 | HVAC - Fan Coil Unit | Trane | NULL | H-FCU | NONE | NULL | NULL | OPERATING
798 | Springbrook HS | 110024934 | 21004 | HVAC - Fan Coil Unit | Trane | NULL | H-FCU | NONE | NULL | Rm G-3 | OPERATING
798 | Springbrook HS | 110024935 | 21005 | HVAC - Fan Coil Unit | Trane | LE46A002 | H-FCU | S93E21188 | NULL | Hall By RM G1, Overhead | OPERATING
798 | Springbrook HS | 110024937 | 21006 | HVAC - Fan Coil Unit | Trane | RB15A004U | H-FCU | S93E20867 | NULL | Rm G-7 | OPERATING
798 | Springbrook HS | 110024938 | 21007 | HVAC - Fan Coil Unit | Trane | NULL | H-FCU | NONE | NULL | Stairs By Cafeteria, Overhead | OPERATING
798 | Springbrook HS | 110024939 | 21008 | HVAC - Fan Coil Unit | Trane | RB15A003U | H-FCU | S93E20870 | NULL | Rm B-123 | OPERATING
798 | Springbrook HS | 110024940 | 21009 | HVAC - Fan Coil Unit | Trane | RD16A002 | H-FCU | S93R21200 | NULL | Rm G 115, Boys | OPERATING
798 | Springbrook HS | 110024942 | 21010 | HVAC - Fan Coil Unit | Trane | L313A004U | H-FCU | NONE | NULL | Rm G111a | OPERATING
798 | Springbrook HS | 110024943 | 21011 | HVAC - Fan Coil Unit | Trane | LD16A002 | H-FCU | S93E21199 | NULL | Rm G-113, Girls | OPERATING
798 | Springbrook HS | 110024944 | 21012 | HVAC - Fan Coil Unit | NULL | NULL | H-FCU | NONE | NULL | NULL | OPERATING
798 | Springbrook HS | 110024945 | 21013 | HVAC - Fan Coil Unit | NULL | NULL | H-FCU | NONE | NULL | NULL | OPERATING
798 | Springbrook HS | 110024951 | 21014 | HVAC - Fan Coil Unit | NULL | NULL | H-FCU | NONE | NULL | NULL | OPERATING
798 | Springbrook HS | 110024952 | 21015 | HVAC - Fan Coil Unit | NULL | NULL | H-FCU | NONE | NULL | G107 | OPERATING
798 | Springbrook HS | 110024956 | 21016 | HVAC - Fan Coil Unit | NULL | NULL | H-FCU | NONE | NULL | NULL | OPERATING
798 | Springbrook HS | 110024958 | 21017 | HVAC - Fan Coil Unit | Trane | NULL | H-FCU | NONE | NULL | RM G101, Office, Overhead | OPERATING
798 | Springbrook HS | 110024961 | 21018 | HVAC - Fan Coil Unit | NULL | NULL | H-FCU | NONE | NULL | F113 | OPERATING
798 | Springbrook HS | 110024962 | 21019 | HVAC - Fan Coil Unit | NULL | NULL | H-FCU | NONE | NULL | F113 | OPERATING
798 | Springbrook HS | 110024963 | 21020 | HVAC - Fan Coil Unit | Trane | LD16A002 | H-FCU | S93E21198 | NULL | Stair By RM G101 | OPERATING
798 | Springbrook HS | 110024981 | 21021 | HVAC - Fan Coil Unit | NULL | NULL | H-FCU | NONE | NULL | NULL | OPERATING
798 | Springbrook HS | 110024982 | 21022 | HVAC - Fan Coil Unit | NULL | NULL | H-FCU | NONE | NULL | NULL | OPERATING
798 | Springbrook HS | 110024986 | 21023 | HVAC - Fan Coil Unit | NULL | NULL | H-FCU | NONE | NULL | NULL | OPERATING
798 | Springbrook HS | 110024987 | 21024 | HVAC - Fan Coil Unit | NULL | NULL | H-FCU | NONE | NULL | NULL | OPERATING
798 | Springbrook HS | 110024989 | 21025 | HVAC - Fan Coil Unit | NULL | NULL | H-FCU | NONE | NULL | NULL | OPERATING
798 | Springbrook HS | 110024990 | 21026 | HVAC - Fan Coil Unit | NULL | NULL | H-FCU | NONE | NULL | NULL | OPERATING
798 | Springbrook HS | 110024994 | 21027 | HVAC - Fan Coil Unit | Trane | NULL | H-FCU | NONE | NULL | Stair By RMF102 | OPERATING
798 | Springbrook HS | 110024998 | 21028 | HVAC - Fan Coil Unit | Trane | RE46A002 | H-FCU | S93E21192 | NULL | Hall By RM E115, Overhead Exit | OPERATING
798 | Springbrook HS | 110024999 | 21029 | HVAC - Fan Coil Unit | NULL | NULL | H-FCU | NONE | NULL | STAIRS BY RM E115, OVERHEAD | OPERATING
798 | Springbrook HS | 110025000 | 21030 | HVAC - Fan Coil Unit | Trane | TUVB1501VHA20A1131A2AAA21000000000000000100000000 | H-FCU | S93H42329 | NULL | NULL | OPERATING
798 | Springbrook HS | 110024836 | 21031 | HVAC - Hot Water Pmp/Mtr | NULL | NULL | H-HWP | NONE | NULL | NULL | OPERATING
798 | Springbrook HS | 110024837 | 21032 | HVAC - Hot Water Pmp/Mtr | NULL | NULL | H-HWP | NONE | NULL | NULL | OPERATING
798 | Springbrook HS | 110024848 | 21033 | HVAC - Hot Water Pmp/Mtr | Bell & Gossett | 37T G69 | H-HWP | 105101 | NULL | NULL | OPERATING
798 | Springbrook HS | 110024856 | 21034 | HVAC - Hot Wtr Exp Tnk - Low | NULL | NULL | H-HWEXPTK-LP | NONE | NULL | NULL | OPERATING
798 | Springbrook HS | 110024857 | 21035 | HVAC - Hot Wtr Exp Tnk - Low | NULL | NULL | H-HWEXPTK-LP | NONE | NULL | NULL | OPERATING
798 | Springbrook HS | 110024858 | 21036 | HVAC - Hot Wtr Exp Tnk - Low | NULL | NULL | H-HWEXPTK-LP | NONE | NULL | NULL | OPERATING
798 | Springbrook HS | 110022920 | 21037 | HVAC - Panelboards | NULL | NULL | H-PANEL | NONE | NULL | *Room Data Missing * D-104-A, Gym Mezz | OPERATING
798 | Springbrook HS | 110024561 | 21038 | HVAC - Panelboards | Johnson Controls | NULL | H-PANEL | NONE | NULL | Rm G-310 | OPERATING
798 | Springbrook HS | 110024578 | 21039 | HVAC - Panelboards | Johnson Controls | NULL | H-PANEL | NONE | NULL | RM C310, Elec Rm | OPERATING
798 | Springbrook HS | 110024665 | 21040 | HVAC - Panelboards | NULL | NULL | H-PANEL | NONE | NULL | Team Room 2 RM E202 Mech Rm | OPERATING
798 | Springbrook HS | 110024724 | 21041 | HVAC - Panelboards | NULL | NULL | H-PANEL | NONE | NULL | Room By Auditorium, Stage | OPERATING
798 | Springbrook HS | 110024738 | 21042 | HVAC - Panelboards | NULL | NULL | H-PANEL | NONE | NULL | Room By Auditorium, Stage | OPERATING
798 | Springbrook HS | 110024899 | 21043 | HVAC - Panelboards | NULL | NULL | H-PANEL | NONE | NULL | Room By Boiler Room, Receiving | OPERATING
798 | Springbrook HS | 110024900 | 21044 | HVAC - Panelboards | NULL | NULL | H-PANEL | NONE | NULL | Room By Boiler Room, Receiving | OPERATING
798 | Springbrook HS | 110024967 | 21046 | HVAC - Panelboards | Johnson Controls | LCU8 UNIVERSAL OUTPUT | H-PANEL | NONE | NULL | Outside, Rm D-124, Storage 31 | OPERATING
798 | Springbrook HS | 110024544 | 21047 | HVAC - Radiator | NULL | NULL | H-RADR | NONE | NULL | NULL | OPERATING
798 | Springbrook HS | 110024546 | 21048 | HVAC - Radiator | NULL | NULL | H-RADR | NONE | NULL | NULL | OPERATING
798 | Springbrook HS | 110024647 | 21049 | HVAC - Radiator | NULL | NULL | H-RADR | NONE | NULL | Overhead | OPERATING
798 | Springbrook HS | 110024740 | 21050 | HVAC - Radiator | NULL | NULL | H-RADR | NONE | NULL | Room By Auditorium, Stage | OPERATING
798 | Springbrook HS | 110024820 | 21051 | HVAC - Radiator | Trane | NULL | H-RADR | NONE | NULL | NULL | OPERATING
798 | Springbrook HS | 110024829 | 21052 | HVAC - Radiator | Trane | NULL | H-RADR | NONE | NULL | NULL | OPERATING
798 | Springbrook HS | 110024947 | 21053 | HVAC - Radiator | NULL | NULL | H-RADR | NONE | NULL | RM G108, Greenhouse | OPERATING
798 | Springbrook HS | 110024948 | 21054 | HVAC - Radiator | NULL | NULL | H-RADR | NONE | NULL | RM G108, Greenhouse | OPERATING
798 | Springbrook HS | 110024949 | 21055 | HVAC - Radiator | NULL | NULL | H-RADR | NONE | NULL | RM G108, Greenhouse | OPERATING
798 | Springbrook HS | 110024950 | 21056 | HVAC - Radiator | NULL | NULL | H-RADR | NONE | NULL | RM G108, Greenhouse | OPERATING
798 | Springbrook HS | 110024690 | 21057 | HVAC - Return Air Fan - Belt | NULL | NULL | H-RAF-BD | NONE | NULL | ROOM BY Boys Locker Room | OPERATING
798 | Springbrook HS | 110024706 | 21058 | HVAC - Return Air Fan - Belt | NULL | NULL | H-RAF-BD | NONE | NULL | Room By Boys Locker Room, Overhead | OPERATING
798 | Springbrook HS | 110024060 | 21059 | HVAC - Space Heaters | Trane | NULL | H-SPH | NONE | NULL | Outside, Tractor Shed | OPERATING
798 | Springbrook HS | 110024538 | 21060 | HVAC - Space Heaters | Trane | UHSA038W2DAAC | H-SPH | A93J0I0563 | NULL | RM G323, Office | OPERATING
798 | Springbrook HS | 110024645 | 21061 | HVAC - Space Heaters | Trane | UHSA038W2DAAC | H-SPH | A93J010560 | NULL | Rm E-302 | OPERATING
798 | Springbrook HS | 110024673 | 21062 | HVAC - Space Heaters | Trane | UHSA038W2DAAC | H-SPH | A93J010561 | NULL | RM E213, Storage Rm | OPERATING
798 | Springbrook HS | 110024737 | 21063 | HVAC - Space Heaters | Trane | NULL | H-SPH | NONE | NULL | Rm C-103-D, Generator Rm | OPERATING
798 | Springbrook HS | 110024811 | 21064 | HVAC - Space Heaters | Trane | UHSA020W2DAAA | H-SPH | A93J0101570 | NULL | Rm G-214 | OPERATING
798 | Springbrook HS | 110024827 | 21065 | HVAC - Space Heaters | Trane | NULL | H-SPH | NONE | NULL | Rm C- 208, Storage | OPERATING
798 | Springbrook HS | 110024862 | 21066 | HVAC - Space Heaters | Trane | UHSA020W2DAAA | H-SPH | A93J010567 | NULL | NULL | OPERATING
798 | Springbrook HS | 110024878 | 21067 | HVAC - Space Heaters | Trane | UHSA020W2DAAA | H-SPH | A93J010571 | NULL | NULL | OPERATING
798 | Springbrook HS | 110024883 | 21068 | HVAC - Space Heaters | Trane | UHSA020W2DAAA | H-SPH | A93J010572 | NULL | Rm B-108-B | OPERATING
798 | Springbrook HS | 110024888 | 21069 | HVAC - Space Heaters | Trane | UHSA020W2DAAA | H-SPH | A93J010573 | NULL | Rm B-108-A | OPERATING
798 | Springbrook HS | 110024895 | 21070 | HVAC - Space Heaters | Trane | UHSA038W2DAAC | H-SPH | A93J010562 | NULL | Room By Boiler Room | OPERATING
798 | Springbrook HS | 110024904 | 21071 | HVAC - Space Heaters | NULL | NULL | H-SPH | NONE | NULL | Outside, Trash Rm | OPERATING
798 | Springbrook HS | 110024936 | 21072 | HVAC - Space Heaters | Trane | UHSA020W2DAAA | H-SPH | A93J010565 | NULL | Room By Cafeteria, Security Office | OPERATING
798 | Springbrook HS | 110024954 | 21073 | HVAC - Space Heaters | Modine | PAE125AC 01 11 | H-SPH | 5081010894 | NULL | RM G108, Greenhouse | OPERATING
798 | Springbrook HS | 110024971 | 21074 | HVAC - Space Heaters | NULL | AWH44408C | H-SPH | NONE | NULL | Outside, Rm D-124, Storage 31 | OPERATING
798 | Springbrook HS | 110024977 | 21075 | HVAC - Space Heaters | Qmark | AWH-3204-2-IF | H-SPH | NONE | NULL | Outside, Concession Stand | OPERATING
798 | Springbrook HS | 110024978 | 21076 | HVAC - Space Heaters | Qmark | AWH-3204-2-IF | H-SPH | NONE | NULL | Outside, Concession Stand | OPERATING
798 | Springbrook HS | 110024980 | 21077 | HVAC - Space Heaters | Trane | UHSA020W2DAAA | H-SPH | A93J010569 | NULL | Outside, Storage 35 | OPERATING
798 | Springbrook HS | E52625 | 55192 | BLDSERV-CLEANER VAC STRAP | RAVEN | XP3 | CE-VACBACKPCK | 24780 | NULL | NULL | OPERATING
798 | Springbrook HS | E52731 | 55194 | BLDSERV-CLEANER VAC STRAP | RAVEN | XP3 | CE-VACBACKPCK | 24708 | NULL | NULL | OPERATING
798 | Springbrook HS | C64261 | 66383 | BLDSERV-SNOW BLOWER | CUB CADET | 524 | CE-SNOWBLOWER | 1F084B20082 | NULL | NULL | OPERATING
798 | Springbrook HS | E06573 | 66384 | BLDSERV-SNOW BLOWER | ARIENS | 392025 | CE-SNOWBLOWER | 8607 | NULL | NULL | OPERATING
798 | Springbrook HS | C77268 | 66548 | Custodial - Tractor | JDEERE | 755 | CE-TRACTOR | 7193280 | NULL | NULL | OPERATING
798 | Springbrook HS | E52628 | 66549 | Custodial - Tractor | DEERE | 48C | CE-TRACTOR | M048CAA101798 | NULL | NULL | OPERATING
798 | Springbrook HS | 110024559 | 21114 | HVAC - Unit Ventilator | Trane | TUVB1501VAA20A1131A2AAA210000000000000010000000 | H-UVENT | NONE | NULL | NULL | OPERATING
798 | Springbrook HS | 110024560 | 21115 | HVAC - Unit Ventilator | Trane | TUVB1501VAA20A1131A2AAA210000000000000010000000 | H-UVENT | NONE | NULL | NULL | OPERATING
798 | Springbrook HS | 110024562 | 21116 | HVAC - Unit Ventilator | Trane | TUVB1501VAA20A1131A2AAA210000000000000010000000 | H-UVENT | S93H42387 | NULL | NULL | OPERATING
798 | Springbrook HS | 110024564 | 21117 | HVAC - Unit Ventilator | Trane | TUVB1501VAA20A1131A2AAA210000000000000010000000 | H-UVENT | NONE | NULL | NULL | OPERATING
798 | Springbrook HS | 110024565 | 21118 | HVAC - Unit Ventilator | Trane | TUVB1501VAA20A1131A2AAA210000000000000010000000 | H-UVENT | NONE | NULL | NULL | OPERATING
798 | Springbrook HS | 110024566 | 21119 | HVAC - Unit Ventilator | Trane | NULL | H-UVENT | NONE | NULL | NULL | OPERATING
798 | Springbrook HS | 110024567 | 21120 | HVAC - Unit Ventilator | Trane | TUVB1251VAHA20B1131A2AAA21000000000000001000000000 | H-UVENT | S93H42386 | NULL | NULL | OPERATING
798 | Springbrook HS | 110024568 | 21121 | HVAC - Unit Ventilator | Trane | TUVB1251VAHA20B1131A2AAA21000000000000001000000000 | H-UVENT | S93H42385 | NULL | NULL | OPERATING
798 | Springbrook HS | 110024572 | 21122 | HVAC - Unit Ventilator | Trane | TUVB0751V1A40B1131A2AAA21000000000000000100000000 | H-UVENT | S93H30753 | NULL | NULL | OPERATING
798 | Springbrook HS | 110024573 | 21123 | HVAC - Unit Ventilator | Trane | TUVB0751V1A40B1131A2AAA21000000000000000100000000 | H-UVENT | S93H42373 | NULL | NULL | OPERATING
798 | Springbrook HS | 110024575 | 21124 | HVAC - Unit Ventilator | Trane | TUVB1251VAHA20B1131A2AAA21000000000000001000000000 | H-UVENT | S93H42388 | NULL | NULL | OPERATING
798 | Springbrook HS | 110024576 | 21125 | HVAC - Unit Ventilator | Trane | TUVB1501VAA20A1131A2AAA210000000000000010000000 | H-UVENT | NONE | NULL | NULL | OPERATING
798 | Springbrook HS | 110024584 | 21126 | HVAC - Unit Ventilator | Trane | TUVB1501VAA20A1131A2AAA210000000000000010000000 | H-UVENT | NONE | NULL | NULL | OPERATING
798 | Springbrook HS | 110024585 | 21127 | HVAC - Unit Ventilator | Trane | TUVB1501VAA20A1131A2AAA210000000000000010000000 | H-UVENT | NONE | NULL | NULL | OPERATING
798 | Springbrook HS | 110024587 | 21128 | HVAC - Unit Ventilator | Trane | TUVB1001VHA40A1131A2AAA2100000000000000010000000 | H-UVENT | S93H42360 | NULL | NULL | OPERATING
798 | Springbrook HS | 110024588 | 21129 | HVAC - Unit Ventilator | Trane | TUVB1501VAA20A1131A2AAA210000000000000010000000 | H-UVENT | NONE | NULL | NULL | OPERATING
798 | Springbrook HS | 110024589 | 21130 | HVAC - Unit Ventilator | Trane | TUVB1501VAA20A1131A2AAA210000000000000010000000 | H-UVENT | S93H42393 | NULL | NULL | OPERATING
798 | Springbrook HS | 110024656 | 21131 | HVAC - Unit Ventilator | Trane | TUVB1501VHA20B1131A2AAA21000000000000000100000000 | H-UVENT | S93H42324 | NULL | NULL | OPERATING
798 | Springbrook HS | 110024667 | 21132 | HVAC - Unit Ventilator | Trane | TUVB1501VHA20B1131A2AAA21000000000000000100000000 | H-UVENT | S9343H42362 | NULL | NULL | OPERATING
798 | Springbrook HS | 110024668 | 21133 | HVAC - Unit Ventilator | Trane | TUVB1501VHA20B1131A2AAA21000000000000000100000000 | H-UVENT | S9343H42352 | NULL | NULL | OPERATING
798 | Springbrook HS | 110024670 | 21134 | HVAC - Unit Ventilator | Trane | TUVB1251VAHA50B1131A2AAA21000000000000000100000000 | H-UVENT | S9343H42348 | NULL | NULL | OPERATING
798 | Springbrook HS | 110024671 | 21135 | HVAC - Unit Ventilator | Trane | TUVB1501VHA30B1131A2AAA21000000000000000100000000 | H-UVENT | NONE | NULL | NULL | OPERATING
798 | Springbrook HS | 110024672 | 21136 | HVAC - Unit Ventilator | Trane | TUVB1501VHA30B1131A2AAA21000000000000000100000000 | H-UVENT | NONE | NULL | NULL | OPERATING
798 | Springbrook HS | 110024674 | 21137 | HVAC - Unit Ventilator | Trane | TUVB1501VHA30B1131A2AAA21000000000000000100000000 | H-UVENT | S9343H42331 | NULL | NULL | OPERATING
798 | Springbrook HS | 110024691 | 21138 | HVAC - Unit Ventilator | Trane | TUVB1501VHA30B1131A2AAA21000000000000000100000000 | H-UVENT | NONE | NULL | NULL | OPERATING
798 | Springbrook HS | 110024692 | 21139 | HVAC - Unit Ventilator | Trane | TUVB1501VHA30B1131A2AAA21000000000000000100000000 | H-UVENT | NONE | NULL | NULL | OPERATING
798 | Springbrook HS | 110024693 | 21140 | HVAC - Unit Ventilator | Trane | TUVB1501VHA30B1131A2AAA21000000000000000100000000 | H-UVENT | NONE | NULL | NULL | OPERATING
798 | Springbrook HS | 110024694 | 21141 | HVAC - Unit Ventilator | Trane | TUVB1501VHA30B1131A2AAA21000000000000000100000000 | H-UVENT | S9343H42343 | NULL | NULL | OPERATING
798 | Springbrook HS | 110024807 | 21142 | HVAC - Unit Ventilator | Trane | TUVB0751VHA40B1131A2AAA21000000000000000100000000 | H-UVENT | S93H42368 | NULL | Library, Media Center RM C201, Library Office | OPERATING
798 | Springbrook HS | 110024817 | 21143 | HVAC - Unit Ventilator | Trane | NULL | H-UVENT | NONE | NULL | NULL | OPERATING
798 | Springbrook HS | 110024818 | 21144 | HVAC - Unit Ventilator | Trane | NULL | H-UVENT | NONE | NULL | NULL | OPERATING
798 | Springbrook HS | 110024830 | 21145 | HVAC - Unit Ventilator | Trane | TUVB1251VAHA50A1131A2AAA21000000000000001000000000 | H-UVENT | S9342397 | NULL | NULL | OPERATING
798 | Springbrook HS | 110024872 | 21146 | HVAC - Unit Ventilator | Trane | LB12A003U | H-UVENT | S93E20868 | NULL | Rm B-106-C | OPERATING
798 | Springbrook HS | 110024941 | 21147 | HVAC - Unit Ventilator | Trane | LB12A010U | H-UVENT | S93E20449 | NULL | RM G108, Staff Lounge | OPERATING
798 | Springbrook HS | 110024993 | 21148 | HVAC - Unit Ventilator | Trane | NULL | H-UVENT | NONE | NULL | RM F106 | OPERATING
798 | Springbrook HS | 110024995 | 21149 | HVAC - Unit Ventilator | Trane | NULL | H-UVENT | NONE | NULL | NULL | OPERATING
798 | Springbrook HS | 110024996 | 21150 | HVAC - Unit Ventilator | Trane | NULL | H-UVENT | NONE | NULL | NULL | OPERATING
798 | Springbrook HS | 110022931 | 21151 | HVAC - Variable Air Volume Box | Trane | VFSE06821C1PN541000000000 | H-VAV | R93D32416 | NULL | Rm C-101-J, Office | OPERATING
798 | Springbrook HS | 110022933 | 21152 | HVAC - Variable Air Volume Box | Trane | VFSE06821C1PN541000000000 | H-VAV | NONE | NULL | Rm C-101-K, Office | OPERATING
798 | Springbrook HS | 110022949 | 21153 | HVAC - Variable Air Volume Box | Trane | VCWE171STAPN06000000000 | H-VAV | R93C18853 | NULL | NULL | OPERATING
798 | Springbrook HS | 110022955 | 21154 | HVAC - Variable Air Volume Box | Trane | VFSE06821C1PN541000000000 | H-VAV | R93D32418 | NULL | Room By 110024521, Rm A-103, Office | OPERATING
798 | Springbrook HS | 110022956 | 21155 | HVAC - Variable Air Volume Box | Trane | VFSE06821C1PN541000000000 | H-VAV | R93D32412 | NULL | Rm A-105, Office | OPERATING
798 | Springbrook HS | 110022957 | 21156 | HVAC - Variable Air Volume Box | Trane | VFSE06821C1PN541000000000 | H-VAV | R93D32411 | NULL | Rm A-102 | OPERATING
798 | Springbrook HS | 110022958 | 21157 | HVAC - Variable Air Volume Box | Trane | VFSE06821C1PN541000000000 | H-VAV | R93D32413 | NULL | Rm A-106, Office | OPERATING
798 | Springbrook HS | 110022959 | 21158 | HVAC - Variable Air Volume Box | Trane | VFSE06821C1PN541000000000 | H-VAV | R93D32419 | NULL | Rm A-104, Office | OPERATING
798 | Springbrook HS | 110022960 | 21159 | HVAC - Variable Air Volume Box | Trane | VCWE061STAPN0600000000 | H-VAV | R93C1867 | NULL | Rm A-109, Office | OPERATING
798 | Springbrook HS | 110022962 | 21160 | HVAC - Variable Air Volume Box | Trane | VCWE061STAPN0600000000 | H-VAV | R93C18882 | NULL | Rm A-108, Office | OPERATING
798 | Springbrook HS | 110022964 | 21161 | HVAC - Variable Air Volume Box | Trane | VCWE061STAPN0600000000 | H-VAV | R93C18877 | NULL | Rm A-108, Office | OPERATING
798 | Springbrook HS | 110022965 | 21162 | HVAC - Variable Air Volume Box | Trane | VCWE061STAPN0600000000 | H-VAV | R93C18871 | NULL | Room By 110024521, Office/Work Rm | OPERATING
798 | Springbrook HS | 110022967 | 21163 | HVAC - Variable Air Volume Box | Trane | VCWE061STAPN0600000000 | H-VAV | R93C18875 | NULL | Rm A-114, Office | OPERATING
798 | Springbrook HS | 110022968 | 21164 | HVAC - Variable Air Volume Box | Trane | VCWE061STAPN0600000000 | H-VAV | R93C18869 | NULL | Main Office, Office A-114 | OPERATING
798 | Springbrook HS | 110024651 | 21165 | HVAC - Variable Air Volume Box | Trane | VFSE24F21C1PN541000000000 | H-VAV | NONE | NULL | NULL | OPERATING
798 | Springbrook HS | 110024652 | 21166 | HVAC - Variable Air Volume Box | Trane | VFSE06821C1PN541000000000 | H-VAV | R93D32410 | NULL | Rm F-207, Office | OPERATING
798 | Springbrook HS | 110024655 | 21167 | HVAC - Variable Air Volume Box | Trane | NULL | H-VAV | NONE | NULL | F209 Classroom, Computer Lab | OPERATING
798 | Springbrook HS | 110024676 | 21168 | HVAC - Variable Air Volume Box | Trane | VFSE24F21C1PN541000000000 | H-VAV | R93D32430 | NULL | NULL | OPERATING
798 | Springbrook HS | 110024677 | 21169 | HVAC - Variable Air Volume Box | NULL | NULL | H-VAV | NONE | NULL | NULL | OPERATING
798 | Springbrook HS | 110024678 | 21170 | HVAC - Variable Air Volume Box | Trane | NULL | H-VAV | NONE | NULL | NULL | OPERATING
798 | Springbrook HS | 110024679 | 21171 | HVAC - Variable Air Volume Box | Trane | NULL | H-VAV | NONE | NULL | NULL | OPERATING
798 | Springbrook HS | 110024810 | 21172 | HVAC - Variable Air Volume Box | Trane | VCWE061STAPN | H-VAV | R93C18865 | NULL | Library, Media Center RM C-201,G-213a, Tv Studio | OPERATING
798 | Springbrook HS | 110024821 | 21173 | HVAC - Variable Air Volume Box | Trane | NULL | H-VAV | NONE | NULL | NULL | OPERATING
798 | Springbrook HS | 110024822 | 21174 | HVAC - Variable Air Volume Box | Trane | NULL | H-VAV | R93D32424 | NULL | NULL | OPERATING
798 | Springbrook HS | 110024823 | 21175 | HVAC - Variable Air Volume Box | Trane | NULL | H-VAV | NONE | NULL | NULL | OPERATING
798 | Springbrook HS | 110024824 | 21176 | HVAC - Variable Air Volume Box | Trane | VCWE031STAPN0600000000000 | H-VAV | R93C18878 | NULL | Rm C-201-C | OPERATING
798 | Springbrook HS | 110024825 | 21177 | HVAC - Variable Air Volume Box | Trane | NULL | H-VAV | NONE | NULL | Library, Media Center, Rm C-201-B | OPERATING
798 | Springbrook HS | 110024844 | 21178 | HVAC - Variable Air Volume Box | Trane | FCCA004ARBM10053A5000000000000102000000 | H-VAV | S93E20597 | NULL | Math Resource RM F201, Rm F-202 | OPERATING
798 | Springbrook HS | 110024729 | 21179 | Life - Auto Transfer Switch | Onan | OT125 | L-ATS | F930512403 | NULL | Rm C-103-D, Generator Rm | OPERATING
798 | Springbrook HS | 110022904 | 21180 | Life - Chemical Fume Hood | NULL | NULL | L-FUH | NONE | NULL | NULL | OPERATING
798 | Springbrook HS | 110022905 | 21181 | Life - Chemical Fume Hood | NULL | NULL | L-FUH | NONE | NULL | NULL | OPERATING
798 | Springbrook HS | 110024659 | 21182 | Life - Chemical Fume Hood | NULL | NULL | L-FUH | NONE | NULL | NULL | OPERATING
798 | Springbrook HS | 110024662 | 21183 | Life - Chemical Fume Hood | NULL | NULL | L-FUH | NONE | NULL | NULL | OPERATING
798 | Springbrook HS | 110024699 | 21184 | Life - Chemical Fume Hood | NULL | NULL | L-FUH | NONE | NULL | NULL | OPERATING
798 | Springbrook HS | 110024703 | 21185 | Life - Chemical Fume Hood | NULL | NULL | L-FUH | NONE | NULL | NULL | OPERATING
798 | Springbrook HS | 110024960 | 21186 | Life - Chemical Fume Hood | NULL | NULL | L-FUH | NONE | NULL | NULL | OPERATING
798 | Springbrook HS | 110024983 | 21187 | Life - Chemical Fume Hood | NULL | NULL | L-FUH | NONE | NULL | NULL | OPERATING
798 | Springbrook HS | 110024985 | 21188 | Life - Chemical Fume Hood | NULL | NULL | L-FUH | NONE | NULL | NULL | OPERATING
798 | Springbrook HS | 110024991 | 21189 | Life - Chemical Fume Hood | NULL | NULL | L-FUH | NONE | NULL | NULL | OPERATING
798 | Springbrook HS | 110024730 | 21190 | Life - Emergency Gen Indoor | Onan | 70ENC | L-EMGENIN | F930511857 | NULL | Room By Auditorium, Stage | OPERATING
798 | Springbrook HS | 110024919 | 21193 | Life - Fire Suppression | Ansul | NULL | L-FRESUP | NONE | NULL | NULL | OPERATING
798 | Springbrook HS | 110024975 | 21194 | Life - Fire Suppression | Ansul | R102 WET CHEMICAL | L-FRESUP | NONE | NULL | Outside, Concession Stand | OPERATING
798 | Springbrook HS | 110024065 | 21196 | Life - Kitchen Hood Fire Suppression | Ansul | NULL | L-KITHFSB | R365285 | NULL | Rm E-108-B HOME EC | OPERATING
798 | Springbrook HS | 110024922 | 21197 | Life - Kitchen Hood Fire Suppression | Avtec Industries Inc. | AXWP | L-KITHFSB | 28531 | NULL | Kitchen | OPERATING
798 | Springbrook HS | 110024976 | 21198 | Life - Kitchen Hood Fire Suppression | NULL | NULL | L-KITHFSB | NONE | NULL | Outside, Concession Stand | OPERATING
798 | Springbrook HS | 110022921 | 21199 | Life - Smoke Detector - Duct | Simplex | NULL | L-SMOKE-D | NONE | NULL | *Room Data Missing* D-104-A, Gym Mezz | OPERATING
798 | Springbrook HS | 110022922 | 21200 | Life - Smoke Detector - Duct | Simplex | NULL | L-SMOKE-D | NONE | NULL | *Room Data Missing* D-104-A, Gym Mezz | OPERATING
798 | Springbrook HS | 110022945 | 21201 | Life - Smoke Detector - Duct | NULL | NULL | L-SMOKE-D | NONE | NULL | Rm D-107-F-E, Storage | OPERATING
798 | Springbrook HS | 110022947 | 21202 | Life - Smoke Detector - Duct | NULL | NULL | L-SMOKE-D | NONE | NULL | Rm D-107-E, Music Office | OPERATING
798 | Springbrook HS | 110022963 | 21203 | Life - Smoke Detector - Duct | NULL | NULL | L-SMOKE-D | NONE | NULL | Rm A-112, Office | OPERATING
798 | Springbrook HS | E50745 | 54259 | BLDSERV-BATTERY-BURNISHER | NOBLES | 612964 | CE-BURNISHER | 10209988 | NULL | NULL | OPERATING
798 | Springbrook HS | F21725 | 54400 | BLDSERV-BATTERY-BURNISHER | TENNANT | 2550 | CE-BURNISHER | 10389910 | NULL | NULL | OPERATING
798 | Springbrook HS | K88188 | 104255 | Misc - Air Scrubbers | Price | TAG:RAP-600 | M-AIRSCRU | 1731309-001-175 | NULL | NULL | OPERATING
798 | Springbrook HS | K88189 | 104256 | Misc - Air Scrubbers | Price | TAG:RAP-600 | M-AIRSCRU | 1731309-001-174 | NULL | NULL | OPERATING
798 | Springbrook HS | K88190 | 104257 | Misc - Air Scrubbers | Price | TAG:RAP-600 | M-AIRSCRU | 1731309-001-126 | NULL | NULL | OPERATING
798 | Springbrook HS | K88191 | 104258 | Misc - Air Scrubbers | Price | TAG:RAP-600 | M-AIRSCRU | 1731309-001-127 | NULL | NULL | OPERATING
798 | Springbrook HS | K88192 | 104259 | Misc - Air Scrubbers | Price | TAG:RAP-600 | M-AIRSCRU | 1731309-001-071 | NULL | NULL | OPERATING
798 | Springbrook HS | K88193 | 104260 | Misc - Air Scrubbers | Price | TAG:RAP-600 | M-AIRSCRU | 1731309-001-072 | NULL | NULL | OPERATING
798 | Springbrook HS | K88194 | 104261 | Misc - Air Scrubbers | Price | TAG:RAP-600 | M-AIRSCRU | 1731309-001-099 | NULL | NULL | OPERATING
798 | Springbrook HS | K88195 | 104262 | Misc - Air Scrubbers | Price | TAG:RAP-600 | M-AIRSCRU | 1731309-001-102 | NULL | NULL | OPERATING
798 | Springbrook HS | K88196 | 104263 | Misc - Air Scrubbers | Price | TAG:RAP-600 | M-AIRSCRU | 1731309-001-088 | NULL | NULL | OPERATING
798 | Springbrook HS | K88197 | 104264 | Misc - Air Scrubbers | Price | TAG:RAP-600 | M-AIRSCRU | 1731309-001-090 | NULL | NULL | OPERATING
798 | Springbrook HS | K88282 | 104265 | Misc - Air Scrubbers | Price | TAG:RAP-600 | M-AIRSCRU | 1731310-001-168 | NULL | NULL | OPERATING
798 | Springbrook HS | K88283 | 104266 | Misc - Air Scrubbers | Price | TAG:RAP-600 | M-AIRSCRU | 1731310-001-169 | NULL | NULL | OPERATING
798 | Springbrook HS | K88284 | 104267 | Misc - Air Scrubbers | Price | TAG:RAP-600 | M-AIRSCRU | 1731310-001-170 | NULL | NULL | OPERATING
798 | Springbrook HS | K88285 | 104268 | Misc - Air Scrubbers | Price | TAG:RAP-600 | M-AIRSCRU | 1731310-001-171 | NULL | NULL | OPERATING
798 | Springbrook HS | K88286 | 104269 | Misc - Air Scrubbers | Price | TAG:RAP-600 | M-AIRSCRU | 1731310-001-100 | NULL | NULL | OPERATING
798 | Springbrook HS | K88287 | 104270 | Misc - Air Scrubbers | Price | TAG:RAP-600 | M-AIRSCRU | 1731310-001-098 | NULL | NULL | OPERATING
798 | Springbrook HS | K88288 | 104271 | Misc - Air Scrubbers | Price | TAG:RAP-600 | M-AIRSCRU | 1731310-001-064 | NULL | NULL | OPERATING
798 | Springbrook HS | K88289 | 104272 | Misc - Air Scrubbers | Price | TAG:RAP-600 | M-AIRSCRU | 1731310-001-066 | NULL | NULL | OPERATING
798 | Springbrook HS | K88290 | 104273 | Misc - Air Scrubbers | Price | TAG:RAP-600 | M-AIRSCRU | 1731310-001-092 | NULL | NULL | OPERATING
798 | Springbrook HS | K88291 | 104274 | Misc - Air Scrubbers | Price | TAG:RAP-600 | M-AIRSCRU | 1731310-001-096 | NULL | NULL | OPERATING
798 | Springbrook HS | K88293 | 104276 | Misc - Air Scrubbers | Price | TAG:RAP-600 | M-AIRSCRU | 1731310-001-069 | NULL | NULL | OPERATING
798 | Springbrook HS | K88294 | 104277 | Misc - Air Scrubbers | Price | TAG:RAP-600 | M-AIRSCRU | 1731310-001-108 | NULL | NULL | OPERATING
798 | Springbrook HS | K88295 | 104278 | Misc - Air Scrubbers | Price | TAG:RAP-600 | M-AIRSCRU | 1731310-001-109 | NULL | NULL | OPERATING
798 | Springbrook HS | K88297 | 104279 | Misc - Air Scrubbers | Price | TAG:RAP-600 | M-AIRSCRU | 1731310-001-068 | NULL | NULL | OPERATING
798 | Springbrook HS | K88298 | 104280 | Misc - Air Scrubbers | Price | TAG:RAP-600 | M-AIRSCRU | 1731310-001-178 | NULL | NULL | OPERATING
798 | Springbrook HS | K88299 | 104281 | Misc - Air Scrubbers | Price | TAG:RAP-600 | M-AIRSCRU | 1731310-001-179 | NULL | NULL | OPERATING
798 | Springbrook HS | K88300 | 104282 | Misc - Air Scrubbers | Price | TAG:RAP-600 | M-AIRSCRU | 1731310-001-142 | NULL | NULL | OPERATING
798 | Springbrook HS | K88301 | 104283 | Misc - Air Scrubbers | Price | TAG:RAP-600 | M-AIRSCRU | 1731310-001-143 | NULL | NULL | OPERATING
798 | Springbrook HS | K88302 | 104284 | Misc - Air Scrubbers | Price | TAG:RAP-600 | M-AIRSCRU | 1731310-001-091 | NULL | NULL | OPERATING
798 | Springbrook HS | K88303 | 104285 | Misc - Air Scrubbers | Price | TAG:RAP-600 | M-AIRSCRU | 1731310-001-095 | NULL | NULL | OPERATING
798 | Springbrook HS | K88304 | 104286 | Misc - Air Scrubbers | Price | TAG:RAP-600 | M-AIRSCRU | 1731310-001-084 | NULL | NULL | OPERATING
798 | Springbrook HS | K88305 | 104287 | Misc - Air Scrubbers | Price | TAG:RAP-600 | M-AIRSCRU | 1731310-001-083 | NULL | NULL | OPERATING
798 | Springbrook HS | K88306 | 104288 | Misc - Air Scrubbers | Price | TAG:RAP-600 | M-AIRSCRU | 1731310-001-061 | NULL | NULL | OPERATING
798 | Springbrook HS | K88307 | 104289 | Misc - Air Scrubbers | Price | TAG:RAP-600 | M-AIRSCRU | 1731310-001-062 | NULL | NULL | OPERATING
798 | Springbrook HS | K91868 | 104290 | Misc - Air Scrubbers | Price | TAG:RAP-600 | M-AIRSCRU | 1746376-001-035 | NULL | NULL | OPERATING
798 | Springbrook HS | K91870 | 104291 | Misc - Air Scrubbers | Price | TAG:RAP-600 | M-AIRSCRU | 1746376-001-081 | NULL | NULL | OPERATING
798 | Springbrook HS | K91871 | 104292 | Misc - Air Scrubbers | Price | TAG:RAP-600 | M-AIRSCRU | 1746376-001-082 | NULL | NULL | OPERATING
798 | Springbrook HS | E52627 | 55391 | Custodial - Lawn Trimmer | ECHO | SRM3105 | CE-LAWNTRIM | 3001582 | NULL | NULL | OPERATING
798 | Springbrook HS | E90807 | 59865 | Aud Vis - LCD Projector | PANASONIC | PT-LB50SU | AV-LCDPRJ | SC6410682 | NULL | NULL | OPERATING
798 | Springbrook HS | E93194 | 60002 | Aud Vis - LCD Projector | PANASONIC | PT-LB60SU | AV-LCDPRJ | SB6540022 | NULL | NULL | OPERATING
798 | Springbrook HS | E93404 | 60006 | Aud Vis - LCD Projector | PANASONIC | PTLB50SU | AV-LCDPRJ | SC7210252 | NULL | NULL | OPERATING
798 | Springbrook HS | C68078 | 65149 | Kitchen - Range | VULCAN | XH45 | K-RANGE | 481011620PP | NULL | NULL | OPERATING
798 | Springbrook HS | 110096872 | 70400 | Custodial - Wet Dry | PROTEAM | 1071310 | CE-WETDRY | 15198R0009 | 42600 | Springbrook HS | OPERATING
798 | Springbrook HS | H01851 | 75653 | Aud Vis - Camcorder | CANON | HFR62 | AV-CAMCDR | 21-902064101680 | NULL | NULL | OPERATING
798 | Springbrook HS | NBC-COMP-15 | 75764 | Misc - Trash Compactors | HARMONY | 700SS | M-TRCOM | 700SS-0331 | NULL | NULL | OPERATING
798 | Springbrook HS | G15548 | 75772 | Custodial - Scrubber | VIPER | FANG20 | CE-SCRUBBER | 7862 | NULL | NULL | OPERATING
798 | Springbrook HS | 798-ASPHALT | 798-ASPHALT | Asphalt System | NULL | NULL | G-ASPHALT | NULL | NULL | NULL | OPERATING
798 | Springbrook HS | 798-ATHL | 798-ATHL | Athletic Field System | NULL | NULL | G-ATHL | NULL | NULL | NULL | OPERATING
798 | Springbrook HS | 798-AVEQ | 798-AVEQ | Audio Visual Systems | NULL | NULL | M-AVEQ | NULL | NULL | NULL | OPERATING
798 | Springbrook HS | 798-BLCHEXT | 798-BLCHEXT | Bleacher, Exterior System | NULL | NULL | G-BLEACHER | NULL | NULL | NULL | OPERATING
798 | Springbrook HS | 798-BLCHINT | 798-BLCHINT | Bleacher, Interior System | NULL | NULL | BLD-BLEACHER | NULL | NULL | NULL | OPERATING
798 | Springbrook HS | 798-CEILING | 798-CEILING | Ceiling System | NULL | NULL | BLD-CEILING | NULL | NULL | NULL | OPERATING
798 | Springbrook HS | F19327 | 55574 | BLDSERV-CLEANER VAC STRAP | PROTEAM | SUPER | CE-VACBACKPCK | 76005580 | NULL | NULL | OPERATING
798 | Springbrook HS | F19666 | 55588 | BLDSERV-CLEANER VAC STRAP | PROTEAM | SUPER | CE-VACBACKPCK | 76005588 | NULL | NULL | OPERATING
798 | Springbrook HS | C03600 | 55812 | BLDSERV-CLEANER UPRIGHT | WINDSOR | ADMIRL | CE-VACUPRIGHT | 242506 | NULL | NULL | OPERATING
798 | Springbrook HS | C73877 | 55841 | BLDSERV-CLEANER UPRIGHT | TWIN | TPM14 | CE-VACUPRIGHT | C01639 | NULL | NULL | OPERATING
798 | Springbrook HS | D38619 | 55890 | BLDSERV-CLEANER UPRIGHT | KARCHER | CW50 | CE-VACUPRIGHT | 31050128739 | NULL | NULL | OPERATING
798 | Springbrook HS | G30579 | 76964 | Aud Vis - Camera - Digital | REBEL | T5 | AV-CAMERAD | 232074057000 | NULL | NULL | OPERATING
798 | Springbrook HS | 110103136 | 86209 | Life - Fire Panel | NOTIFIER | NULL | L-FIRPNL | FACP | 43828 | B-117 RECIEVING | OPERATING
798 | Springbrook HS | 110103135 | 86210 | Life - Fire Panel | NOTIFIER | FCPS-2458 | L-FIRPNL | NULL | 43828 | B-117 RECIEVING | OPERATING
798 | Springbrook HS | 110103134 | 86211 | Life - Fire Panel | NOTIFIER | FCPS-2458 | L-FIRPNL | NULL | 43828 | B-117 RECIEVING | OPERATING
798 | Springbrook HS | 110022896 | 21078 | HVAC - Unit Ventilator | NULL | NULL | H-UVENT | NONE | NULL | NULL | OPERATING
798 | Springbrook HS | 110022924 | 21079 | HVAC - Unit Ventilator | Trane | NULL | H-UVENT | NONE | NULL | Rm D104f Training | OPERATING
798 | Springbrook HS | 110022976 | 21080 | HVAC - Unit Ventilator | Trane | TUVDVB1041VHA40A1131A2AAA2100000000000000010000000 | H-UVENT | S93H42364 | NULL | NULL | OPERATING
798 | Springbrook HS | 110022979 | 21081 | HVAC - Unit Ventilator | Trane | TUVB1501BVA20A1131A2AAA210000000000000000010000000 | H-UVENT | NONE | NULL | NULL | OPERATING
798 | Springbrook HS | 110022980 | 21082 | HVAC - Unit Ventilator | Trane | TUVB1501BVA20A1131A2AAA210000000000000000010000000 | H-UVENT | S93M42344 | NULL | NULL | OPERATING
798 | Springbrook HS | 110022982 | 21083 | HVAC - Unit Ventilator | Trane | NULL | H-UVENT | NONE | NULL | Rm E-116, Office | OPERATING
798 | Springbrook HS | 110022983 | 21084 | HVAC - Unit Ventilator | Trane | LB12A004U | H-UVENT | S93E20864 | NULL | Rm E-116, Office | OPERATING
798 | Springbrook HS | 110022988 | 21085 | HVAC - Unit Ventilator | Trane | TUVB1001VHA40B1131AA2AAA10000000000000000010000000 | H-UVENT | S93H47361 | NULL | NULL | OPERATING
798 | Springbrook HS | 110022989 | 21086 | HVAC - Unit Ventilator | Trane | TUVB1001VHA40B1131AA2AAA10000000000000000010000000 | H-UVENT | S93H42357 | NULL | NULL | OPERATING
798 | Springbrook HS | 110022990 | 21087 | HVAC - Unit Ventilator | Trane | TUVB1001VHA40B1131AA2AAA10000000000000000010000000 | H-UVENT | NONE | NULL | NULL | OPERATING
798 | Springbrook HS | 110022996 | 21088 | HVAC - Unit Ventilator | Trane | TUVB1001VHA40B1131AA2AAA10000000000000000010000000 | H-UVENT | NONE | NULL | NULL | OPERATING
798 | Springbrook HS | 110024064 | 21089 | HVAC - Unit Ventilator | Trane | NULL | H-UVENT | NONE | NULL | NULL | OPERATING
798 | Springbrook HS | 110024526 | 21090 | HVAC - Unit Ventilator | Trane | TUVB1501VAA20A1131A2AAA210000000000000010000000 | H-UVENT | S93H42333 | NULL | NULL | OPERATING
798 | Springbrook HS | 110024528 | 21091 | HVAC - Unit Ventilator | Trane | TUVB1501VAA20A1131A2AAA210000000000000010000000 | H-UVENT | S93H42332 | NULL | NULL | OPERATING
798 | Springbrook HS | 110024529 | 21092 | HVAC - Unit Ventilator | Trane | TUVB1501VAA20A1131A2AAA210000000000000010000000 | H-UVENT | S93H42335 | NULL | NULL | OPERATING
798 | Springbrook HS | 110024530 | 21093 | HVAC - Unit Ventilator | Trane | TUVB1501VAA20A1131A2AAA210000000000000010000000 | H-UVENT | S93H42330 | NULL | NULL | OPERATING
798 | Springbrook HS | 110024531 | 21094 | HVAC - Unit Ventilator | Trane | LC34DO06U | H-UVENT | S93E20583 | NULL | Rm G-304 | OPERATING
798 | Springbrook HS | 110024532 | 21095 | HVAC - Unit Ventilator | Trane | TUVB1251VAHA50A1131A2AAA21000000000000000100000000 | H-UVENT | S93H42390 | NULL | Rm G-305 | OPERATING
798 | Springbrook HS | 110024533 | 21096 | HVAC - Unit Ventilator | Trane | NULL | H-UVENT | NONE | NULL | NULL | OPERATING
798 | Springbrook HS | 110024534 | 21097 | HVAC - Unit Ventilator | Trane | TUVB1131VAHA50A1131A2AAA21000000000000000100000000 | H-UVENT | S93H43351 | NULL | NULL | OPERATING
798 | Springbrook HS | 110024535 | 21098 | HVAC - Unit Ventilator | Trane | TUVB0751V1A40B1131A2AAA21000000000000000100000000 | H-UVENT | Z93H42372 | NULL | Room By 110024413, Rm G-322 | OPERATING
798 | Springbrook HS | 110024536 | 21099 | HVAC - Unit Ventilator | Trane | TUVB1501VAA20A1131A2AAA210000000000000010000000 | H-UVENT | S93H42334 | NULL | NULL | OPERATING
798 | Springbrook HS | 110024537 | 21100 | HVAC - Unit Ventilator | Trane | TUVB1501VAA20A1131A2AAA210000000000000010000000 | H-UVENT | NONE | NULL | NULL | OPERATING
798 | Springbrook HS | 110024539 | 21101 | HVAC - Unit Ventilator | Trane | TUVB1001VHA40A1131A2AAA2100000000000000010000000 | H-UVENT | S93H42363 | NULL | NULL | OPERATING
798 | Springbrook HS | 110024540 | 21102 | HVAC - Unit Ventilator | Trane | TUVB1001VHA40A1131A2AAA2100000000000000010000000 | H-UVENT | S93H42378 | NULL | RM C307 | OPERATING
798 | Springbrook HS | 110024548 | 21103 | HVAC - Unit Ventilator | Trane | TUVB1501VAHA20B1131A2AAA2100000000000000100000000 | H-UVENT | S93H42323 | NULL | NULL | OPERATING
798 | Springbrook HS | 110024549 | 21104 | HVAC - Unit Ventilator | Trane | TUVB1251VAHA20B1131A2AAA21000000000000001000000000 | H-UVENT | S93H42391 | NULL | NULL | OPERATING
798 | Springbrook HS | 110024550 | 21105 | HVAC - Unit Ventilator | Trane | TUVB1501VAHA20B1131A2AAA2100000000000000100000000 | H-UVENT | S93H42397 | NULL | NULL | OPERATING
798 | Springbrook HS | 110024551 | 21106 | HVAC - Unit Ventilator | Trane | LB12A010U | H-UVENT | S93E20448 | NULL | Room By 110024418, Rm E-301, Staff Lounge | OPERATING
798 | Springbrook HS | 110024552 | 21107 | HVAC - Unit Ventilator | Trane | TUVB1501VAA20A1131A2AAA210000000000000010000000 | H-UVENT | NONE | NULL | NULL | OPERATING
798 | Springbrook HS | 110024553 | 21108 | HVAC - Unit Ventilator | Trane | TUVB1501VAA20A1131A2AAA210000000000000010000000 | H-UVENT | NONE | NULL | NULL | OPERATING
798 | Springbrook HS | 110024554 | 21109 | HVAC - Unit Ventilator | Trane | TUVB1001VHA40A1131A2AAA2100000000000000010000000 | H-UVENT | S93H42360 | NULL | Rm E309, Classroom | OPERATING
798 | Springbrook HS | 110024555 | 21110 | HVAC - Unit Ventilator | Trane | TUVB1001VHA40A1131A2AAA2100000000000000010000000 | H-UVENT | S93H42371 | NULL | Rm E311-A, Classroom | OPERATING
798 | Springbrook HS | 110024556 | 21111 | HVAC - Unit Ventilator | Trane | TUVB1501VAA20A1131A2AAA210000000000000010000000 | H-UVENT | S93H42393 | NULL | NULL | OPERATING
798 | Springbrook HS | 110024557 | 21112 | HVAC - Unit Ventilator | Trane | TUVB1501VAA20A1131A2AAA210000000000000010000000 | H-UVENT | S93H42336 | NULL | NULL | OPERATING
798 | Springbrook HS | 110024558 | 21113 | HVAC - Unit Ventilator | Trane | TUVB1501VAA20A1131A2AAA210000000000000010000000 | H-UVENT | NONE | NULL | NULL | OPERATING
798 | Springbrook HS | 110112022 | 85764 | Playground Equipment | PlayWorld | NULL | G-PLAYEQP | NULL | NULL | NULL | OPERATING
798 | Springbrook HS | 110112017 | 85765 | Playground Equipment | PlayWorld | NULL | G-PLAYEQP | NULL | NULL | NULL | OPERATING
798 | Springbrook HS | 110112018 | 85766 | Playground Equipment | PlayWorld | NULL | G-PLAYEQP | NULL | NULL | NULL | OPERATING
798 | Springbrook HS | 110112023 | 85767 | Playground Equipment | PlayWorld | NULL | G-PLAYEQP | NULL | NULL | NULL | OPERATING
798 | Springbrook HS | 110112016 | 85768 | Playground Equipment | PlayWorld | NULL | G-PLAYEQP | NULL | NULL | NULL | OPERATING
798 | Springbrook HS | 110112015 | 85769 | Playground Equipment | PlayWorld | NULL | G-PLAYEQP | NULL | NULL | NULL | OPERATING
798 | Springbrook HS | 110112014 | 85770 | Playground Equipment | PlayWorld | NULL | G-PLAYEQP | NULL | NULL | NULL | OPERATING
798 | Springbrook HS | 110112013 | 85771 | Playground Equipment | PlayWorld | NULL | G-PLAYEQP | NULL | NULL | NULL | OPERATING
798 | Springbrook HS | 110022966 | 21204 | Life - Smoke Detector - Duct | NULL | NULL | L-SMOKE-D | NONE | NULL | HALL BY Main Office | OPERATING
798 | Springbrook HS | 110024542 | 21205 | Life - Smoke Detector - Duct | Simplex | NULL | L-SMOKE-D | NONE | NULL | NULL | OPERATING
798 | Springbrook HS | 110024543 | 21206 | Life - Smoke Detector - Duct | NULL | NULL | L-SMOKE-D | NONE | NULL | NULL | OPERATING
798 | Springbrook HS | 110024545 | 21207 | Life - Smoke Detector - Duct | NULL | NULL | L-SMOKE-D | NONE | NULL | NULL | OPERATING
798 | Springbrook HS | 110024547 | 21208 | Life - Smoke Detector - Duct | NULL | NULL | L-SMOKE-D | NONE | NULL | NULL | OPERATING
798 | Springbrook HS | 110024644 | 21209 | Life - Smoke Detector - Duct | Simplex | NULL | L-SMOKE-D | NONE | NULL | RM G306 | OPERATING
798 | Springbrook HS | 110024646 | 21210 | Life - Smoke Detector - Duct | Simplex | NULL | L-SMOKE-D | NONE | NULL | Overhead | OPERATING
798 | Springbrook HS | 110024648 | 21211 | Life - Smoke Detector - Duct | Simplex | NULL | L-SMOKE-D | NONE | NULL | Hall By RM E319, Overhead | OPERATING
798 | Springbrook HS | 110024649 | 21212 | Life - Smoke Detector - Duct | Simplex | NULL | L-SMOKE-D | NONE | NULL | Hall By RM E319, Overhead | OPERATING
798 | Springbrook HS | 110024650 | 21213 | Life - Smoke Detector - Duct | Simplex | NULL | L-SMOKE-D | NONE | NULL | Hall By RM F309 | OPERATING
798 | Springbrook HS | 110024666 | 21214 | Life - Smoke Detector - Duct | Simplex | NULL | L-SMOKE-D | NONE | NULL | Room By Team Room-2 RM E202, Mech Rm | OPERATING
798 | Springbrook HS | 110024725 | 21215 | Life - Smoke Detector - Duct | Simplex | NULL | L-SMOKE-D | NONE | NULL | Room By Auditorium, Stage | OPERATING
798 | Springbrook HS | 110024739 | 21218 | Life - Smoke Detector - Duct | Simplex | NULL | L-SMOKE-D | NONE | NULL | Room By Auditorium, Stage | OPERATING
798 | Springbrook HS | 110024912 | 21219 | Life - Smoke Detector - Duct | Simplex | NULL | L-SMOKE-D | NONE | NULL | Hall By RM B103, Overhead | OPERATING
798 | Springbrook HS | 110024966 | 21220 | Life - Smoke Detector - Duct | Simplex | NULL | L-SMOKE-D | NONE | NULL | Outside, Rm D-124, Storage 31 | OPERATING
798 | Springbrook HS | 110024968 | 21221 | Life - Smoke Detector - Duct | Simplex | NULL | L-SMOKE-D | NONE | NULL | Outside, Rm D-124, Storage 31 | OPERATING
798 | Springbrook HS | 110024969 | 21222 | Life - Smoke Detector - Duct | Aii Products & Controls | MS-110 | L-SMOKE-D | NONE | NULL | Outside, Rm D-124, Storage 31 | OPERATING
798 | Springbrook HS | 110024686 | 21223 | Misc - Divider Doors Motorized Only | NULL | NULL | M-DVDDR | NONE | NULL | NULL | OPERATING
798 | Springbrook HS | 110024704 | 21224 | Misc - Library Security Gates | Checkpoint | D04UNIVERSAL | M-LIBSCG | 733071924P02005006 | NULL | NULL | OPERATING
798 | Springbrook HS | 110024705 | 21225 | Misc - Library Security Gates | Checkpoint | D04UNIVERSAL | M-LIBSCG | 737774219P02165007 | NULL | NULL | OPERATING
798 | Springbrook HS | 110024903 | 21226 | Misc - Trash Compactors | NULL | NULL | M-TRCOM | NONE | NULL | Outside, Trash Rm | OPERATING
798 | Springbrook HS | 110024859 | 21227 | Plumb - Backflow Preventers | NULL | NULL | P-BKPRV | NONE | NULL | NULL | OPERATING
798 | Springbrook HS | 110024860 | 21228 | Plumb - Backflow Preventers | NULL | NULL | P-BKPRV | NONE | NULL | NULL | OPERATING
798 | Springbrook HS | 110024946 | 21229 | Plumb - Backflow Preventers | Watts Regulator | 909 | P-BKPRV | 362282 | NULL | RM G108, Greenhouse | OPERATING
798 | Springbrook HS | 110024843 | 21230 | Plumb - Dom Water Circ Pmp/Motor | Taco | 112-B | P-DOMHWCP | NONE | NULL | NULL | OPERATING
798 | Springbrook HS | 110024979 | 21231 | Plumb - Irrig Sprinkler Contrl | Toro | CC-P12 | P-IRRSPKLRCON | 107845 | NULL | Outside, Concession Stand | OPERATING
798 | Springbrook HS | 110024932 | 21232 | Plumb - Sewage Ejector Pump | NULL | NULL | P-SEWP | NONE | NULL | Rm G-7 | OPERATING
798 | Springbrook HS | 110024933 | 21233 | Plumb - Sewage Ejector Pump | NULL | NULL | P-SEWP | NONE | NULL | Rm G-7 | OPERATING
798 | Springbrook HS | 110024840 | 21234 | Plumb - Water Heaters Gas | Glashield | 14 G 90A-GX | P-DOMHWHG | 69379107 | NULL | NULL | OPERATING
798 | Springbrook HS | 110024841 | 21235 | Plumb - Water Heaters Gas | A. O. Smith Corp. | BTR 400A 110 | P-DOMHWHG | C05M004353 | NULL | NULL | OPERATING
798 | Springbrook HS | 110024842 | 21236 | Plumb - Water Heaters Gas | Glashield | 14 G 90A-GX | P-DOMHWHG | 69379109 | NULL | NULL | OPERATING
798 | Springbrook HS | 110024778 | 101174 | HVAC - Ahu Package Unit Gas | Trane | GRNC080EDC26G1AR | H-ACPUG | A93E07077 | NULL | Roof, Middle | OPERATING
798 | Springbrook HS | F93194 | 56514 | Custodial - Wet Dry | PROGUARD | 20 | CE-WETDRY | 131150014 | NULL | NULL | OPERATING
798 | Springbrook HS | C68115 | 56593 | HVAC - Walk-In Freezers | BALLY | 36X76 | H-FRZRW | DX20904702 | NULL | Kitchen | OPERATING
798 | Springbrook HS | C68098 | 56648 | HVAC - Ice Storage | MANTOW | 450 | H-ICES | 940562648 | NULL | NULL | OPERATING
798 | Springbrook HS | 110066105 | 72568 | HVAC - Condenser | DAIKIN | RX18NMVJU | H-COND | G006465 | NULL | Girls PE office | OPERATING
798 | Springbrook HS | 110066104 | 72569 | HVAC - Evaporator | DAIKIN | FTX18NMVJU | H-EVAP | GOO5848 | NULL | Girls PE office | OPERATING
798 | Springbrook HS | 110125872 | 101363 | Life - Chemical Fume Hood | Lab Shield | NULL | L-FUH | NULL | NULL | G108 CLASSROOM | OPERATING
798 | Springbrook HS | 110125873 | 101364 | Life - Chemical Fume Hood | Lab Shield | NULL | L-FUH | NULL | NULL | G101 CLASSROOM | OPERATING
798 | Springbrook HS | 110125874 | 101369 | Life - Chemical Fume Hood | NULL | NULL | L-FUH | NULL | NULL | RM F113 | OPERATING
798 | Springbrook HS | 110122988 | 101397 | Radon Mitigation System (Fan) | Radon Away | RP265 | M-RDNF | NULL | NULL | ROOF | OPERATING
798 | Springbrook HS | 110012874 | 101441 | Life - Chemical Fume Hood | unkown | NULL | L-FUH | NULL | NULL | F113 | OPERATING
798 | Springbrook HS | 110012872 | 101442 | Life - Chemical Fume Hood | unkown | NULL | L-FUH | NULL | NULL | G108 | OPERATING
798 | Springbrook HS | C68116 | 56792 | HVAC - Walk-In Refrigerators | BALLY | 36X76 | H-REFGW | DX20904701 | NULL | Kitchen | OPERATING
798 | Springbrook HS | F74697 | 61942 | Aud Vis - LCD Projector | EPSON | PL905 | AV-LCDPRJ | PAAF230060L | NULL | NULL | OPERATING
798 | Springbrook HS | F74717 | 61944 | Aud Vis - LCD Projector | EPSON | PL905 | AV-LCDPRJ | PAAF220817L | NULL | NULL | OPERATING
798 | Springbrook HS | F75331 | 62028 | Aud Vis - LCD Projector | EPSON | PL905 | AV-LCDPRJ | PAAF250281L | NULL | NULL | OPERATING
798 | Springbrook HS | F75332 | 62029 | Aud Vis - LCD Projector | EPSON | PL905 | AV-LCDPRJ | PAAF250285L | NULL | NULL | OPERATING
798 | Springbrook HS | F75336 | 62033 | Aud Vis - LCD Projector | EPSON | PL905 | AV-LCDPRJ | PAAF250280L | NULL | NULL | OPERATING
798 | Springbrook HS | G31560 | 92363 | AV-CAMCORDER | CANON | XA35HD | AV-CAMCDR | 12509000510 | NULL | G213 | OPERATING
798 | Springbrook HS | G31561 | 92364 | AV-CAMCORDER | CANON | XA35HD | AV-CAMCDR | 12509000454 | NULL | G213 | OPERATING
798 | Springbrook HS | G31562 | 92365 | AV-CAMCORDER | CANON | XA35HD | AV-CAMCDR | 12509000508 | NULL | G213 | OPERATING
798 | Springbrook HS | G18317 | 92366 | Custodial - Tractor | KUBOTA | BX1870V1 | CE-TRACTOR | 26150 | NULL | BS | OPERATING
798 | Springbrook HS | C67968 | 92367 | CAF-UTILITY RACEWAY | AVTEC | ASW | K-COUNTERUT | 28531A | NULL | Other | OPERATING
798 | Springbrook HS | C77323 | 56621 | Custodial - Wet Dry | SHOPVAC | 12 GAL | CE-WETDRY | 5370994 | NULL | NULL | OPERATING
798 | Springbrook HS | D09255 | 56632 | Custodial - Wet Dry | TOPVAC | B580 | CE-WETDRY | 7980560 | NULL | NULL | OPERATING
798 | Springbrook HS | E06569 | 56722 | Custodial - Wet Dry | EAGLE POWER | W/D 3018 | CE-WETDRY | 11423 | NULL | NULL | OPERATING
798 | Springbrook HS | 110078268 | 67729 | Plumb - Backflow Preventers | WATTS | 709 DOUBLE CHECK | P-BKPRV | 247598 | NULL | BOILER ROOM | OPERATING
798 | Springbrook HS | F44432 | 57108 | Misc - Kilns | L&L | JD230 | M-KLN | 050707D | NULL | NULL | OPERATING
798 | Springbrook HS | F44433 | 57109 | Misc - Kilns | L&L | JD230 | M-KLN | 050707C | NULL | NULL | OPERATING
798 | Springbrook HS | E06053 | 57200 | Misc - Public Address Sys | RAULAND | TELE | M-PUBADS | RT40020770 | NULL | NULL | OPERATING
798 | Springbrook HS | C68062 | 73313 | Kitchen - Table - Cashier | DELFLD | KCS | K-TABLCASH | 62566614M | NULL | NULL | OPERATING
798 | Springbrook HS | G18385 | 77942 | Custodial - Snow Blower | TORO | 38801 | CE-SNOWBLOWER | 400035157 | NULL | NULL | OPERATING
798 | Springbrook HS | F15666 | 57029 | Custodial - Wet Dry | EAGLE POWER | S6415S | CE-WETDRY | 27543 | NULL | NULL | OPERATING
798 | Springbrook HS | F20351 | 57042 | Custodial - Wet Dry | EAGLE POWER | 17GAL | CE-WETDRY | 30301 | NULL | NULL | OPERATING
798 | Springbrook HS | E27556 | 57430 | Aud Vis - Camcorder | PANASONIC | PVDV702 | AV-CAMCDR | I3SA10054 | NULL | NULL | OPERATING
798 | Springbrook HS | E75061 | 57575 | Aud Vis - Camcorder | PANASONIC | AGDVC7P | AV-CAMCDR | L5HK00771 | NULL | NULL | OPERATING
798 | Springbrook HS | E75062 | 57576 | Aud Vis - Camcorder | PANASONIC | AGDVC7P | AV-CAMCDR | L5HK00664 | NULL | NULL | OPERATING
798 | Springbrook HS | E52620 | 62614 | Aud Vis - TV | PANASONIC | NA | AV-TV | SL1150120 | NULL | NULL | OPERATING
798 | Springbrook HS | G15547 | 73333 | Custodial - Scrubber | VIPER | FANG20 | CE-SCRUBBER | 7906 | NULL | NULL | OPERATING
798 | Springbrook HS | G30053 | 73644 | Aud Vis - Camcorder | CANON | HFR52 | AV-CAMCDR | 21762824003268 | NULL | NULL | OPERATING
798 | Springbrook HS | 110024929 | 88176 | Elevator - Hydro Elevator, Building | OTIS | NULL | EL-ELEV-BLDG | NULL | NULL | ELEVATOR | OPERATING
798 | Springbrook HS | K82647 | 98896 | Misc - Air Scrubbers | Husqvarna Portable Air Cleaners | 54FH73 | M-AIRSCRU | 20203700037 | NULL | NULL | OPERATING
798 | Springbrook HS | K82648 | 98897 | Misc - Air Scrubbers | Husqvarna Portable Air Cleaners | 54FH73 | M-AIRSCRU | 20203700038 | NULL | NULL | OPERATING
798 | Springbrook HS | K82649 | 98899 | Misc - Air Scrubbers | Husqvarna Portable Air Cleaners | 54FH73 | M-AIRSCRU | 20203700056 | NULL | NULL | OPERATING
798 | Springbrook HS | K82650 | 98900 | Misc - Air Scrubbers | Husqvarna Portable Air Cleaners | 54FH73 | M-AIRSCRU | 20203700055 | NULL | NULL | OPERATING
798 | Springbrook HS | K82653 | 98905 | Misc - Air Scrubbers | Husqvarna Portable Air Cleaners | 54FH73 | M-AIRSCRU | 20203700025 | NULL | NULL | OPERATING
798 | Springbrook HS | K82654 | 98907 | Misc - Air Scrubbers | Husqvarna Portable Air Cleaners | 54FH73 | M-AIRSCRU | 20203700036 | NULL | NULL | OPERATING
798 | Springbrook HS | E99585 | 57521 | Custodial - Leaf Blower | ECHO | PB403T | CE-LEAFBLOWER | 3030313 | NULL | NULL | OPERATING
798 | Springbrook HS | E99662 | 57522 | Custodial - Leaf Blower | ECHO | PB403T | CE-LEAFBLOWER | 3030201 | NULL | NULL | OPERATING
798 | Springbrook HS | F21227 | 57914 | Aud Vis - Camcorder | CANON | ZR900 | AV-CAMCDR | 712622005802 | NULL | NULL | OPERATING
798 | Springbrook HS | C68099 | 63067 | HVAC - Reach-In Refrigerator | DELFLD | REACH | H-RFIGRI | 295496T | NULL | NULL | OPERATING
798 | Springbrook HS | C68063 | 73717 | Kitchen - Table - Cashier | DELFLD | KCS | K-TABLCASH | 62566613M | NULL | NULL | OPERATING
798 | Springbrook HS | G17401 | 73851 | Kitchen - Food Warmer | VULCAN | 50VHFA18 | K-FOODWMR | 521020894 | NULL | NULL | OPERATING
798 | Springbrook HS | C67983 | 73975 | Kitchen - Table - Cashier | DELFLD | KCS | K-TABLCASH | 62566618M | NULL | NULL | OPERATING
798 | Springbrook HS | 110114210 | 88229 | Radon Mitigation System (Fan) | Radon Away | RP265 | M-RDNF | 127366 | 45156 | WEIGHT ROOM | OPERATING
798 | Springbrook HS | 110113310 | 88325 | Life - Kitchen Hood Fire Supp | ANSUL | R-102 | L-KITHFSB | NULL | NULL | HOME EC RM HOOD 3 | OPERATING
798 | Springbrook HS | 110113311 | 88326 | Life - Kitchen Hood Fire Supp | ANSUL | R-102 | L-KITHFSB | NULL | NULL | HOME EC RM HOOD 2 | OPERATING
798 | Springbrook HS | 110113312 | 88327 | Life - Kitchen Hood Fire Supp | ANSUL | R-102 | L-KITHFSB | NULL | NULL | HOME EC RM HOOD 1 | OPERATING
798 | Springbrook HS | 110113309 | 88348 | Life - Kitchen Hood Fire Supp | ANSUL | R-102 WET | L-KITHFSB | NULL | NULL | CONCESSION STAND | OPERATING
798 | Springbrook HS | K82729 | 99139 | Misc - Air Scrubbers | PRICE | TAG:RAP-600 | M-AIRSCRU | 1731309-001-060 | NULL | NULL | OPERATING
798 | Springbrook HS | K82730 | 99140 | Misc - Air Scrubbers | PRICE | TAG:RAP-600 | M-AIRSCRU | 1731309-001-066 | NULL | NULL | OPERATING
798 | Springbrook HS | K82731 | 99141 | Misc - Air Scrubbers | PRICE | TAG:RAP-600 | M-AIRSCRU | 1731309-001-156 | NULL | NULL | OPERATING
798 | Springbrook HS | K82732 | 99142 | Misc - Air Scrubbers | PRICE | TAG:RAP-600 | M-AIRSCRU | 1731309-001-155 | NULL | NULL | OPERATING
798 | Springbrook HS | K82733 | 99143 | Misc - Air Scrubbers | PRICE | TAG:RAP-600 | M-AIRSCRU | 1731309-001-023 | NULL | Room E309 | OPERATING
798 | Springbrook HS | K82734 | 99144 | Misc - Air Scrubbers | PRICE | TAG:RAP-600 | M-AIRSCRU | 1731309-001-025 | NULL | NULL | OPERATING
798 | Springbrook HS | K82735 | 99145 | Misc - Air Scrubbers | PRICE | TAG:RAP-600 | M-AIRSCRU | 1731309-001-073 | NULL | NULL | OPERATING
798 | Springbrook HS | K82736 | 99146 | Misc - Air Scrubbers | PRICE | TAG:RAP-600 | M-AIRSCRU | 1731309-001-074 | NULL | NULL | OPERATING
798 | Springbrook HS | K82737 | 99147 | Misc - Air Scrubbers | PRICE | TAG:RAP-600 | M-AIRSCRU | 1731309-001-157 | NULL | NULL | OPERATING
798 | Springbrook HS | K82738 | 99148 | Misc - Air Scrubbers | PRICE | TAG:RAP-600 | M-AIRSCRU | 1731309-001-158 | NULL | NULL | OPERATING
798 | Springbrook HS | K82739 | 99149 | Misc - Air Scrubbers | PRICE | TAG:RAP-600 | M-AIRSCRU | 1731309-001-006 | NULL | NULL | OPERATING
798 | Springbrook HS | K82740 | 99150 | Misc - Air Scrubbers | PRICE | TAG:RAP-600 | M-AIRSCRU | 1731309-001-008 | NULL | NULL | OPERATING
798 | Springbrook HS | K82741 | 99151 | Misc - Air Scrubbers | PRICE | TAG:RAP-600 | M-AIRSCRU | 1731309-001-017 | NULL | NULL | OPERATING
798 | Springbrook HS | K82742 | 99152 | Misc - Air Scrubbers | PRICE | TAG:RAP-600 | M-AIRSCRU | 1731309-001-018 | NULL | NULL | OPERATING
798 | Springbrook HS | K82743 | 99153 | Misc - Air Scrubbers | PRICE | TAG:RAP-600 | M-AIRSCRU | 1731309-001-024 | NULL | NULL | OPERATING
798 | Springbrook HS | K82744 | 99154 | Misc - Air Scrubbers | PRICE | TAG:RAP-600 | M-AIRSCRU | 1731309-001-026 | NULL | NULL | OPERATING
798 | Springbrook HS | K82745 | 99155 | Misc - Air Scrubbers | PRICE | TAG:RAP-600 | M-AIRSCRU | 1731309-001-057 | NULL | NULL | OPERATING
798 | Springbrook HS | K82746 | 99156 | Misc - Air Scrubbers | PRICE | TAG:RAP-600 | M-AIRSCRU | 1731309-001-056 | NULL | NULL | OPERATING
798 | Springbrook HS | K82747 | 99157 | Misc - Air Scrubbers | PRICE | TAG:RAP-600 | M-AIRSCRU | 1731309-001-055 | NULL | NULL | OPERATING
798 | Springbrook HS | K82748 | 99158 | Misc - Air Scrubbers | PRICE | TAG:RAP-600 | M-AIRSCRU | 1731309-001-053 | NULL | NULL | OPERATING
798 | Springbrook HS | K82749 | 99159 | Misc - Air Scrubbers | PRICE | TAG:RAP-600 | M-AIRSCRU | 1731309-001-052 | NULL | NULL | OPERATING
798 | Springbrook HS | K82750 | 99160 | Misc - Air Scrubbers | PRICE | TAG:RAP-600 | M-AIRSCRU | 1731309-001-051 | NULL | NULL | OPERATING
798 | Springbrook HS | K82751 | 99161 | Misc - Air Scrubbers | PRICE | TAG:RAP-600 | M-AIRSCRU | 1731309-001-027 | NULL | NULL | OPERATING
798 | Springbrook HS | K82752 | 99162 | Misc - Air Scrubbers | PRICE | TAG:RAP-600 | M-AIRSCRU | 1731309-001-031 | NULL | NULL | OPERATING
798 | Springbrook HS | K82757 | 99163 | Misc - Air Scrubbers | PRICE | TAG:RAP-600 | M-AIRSCRU | 1731309-001-022 | NULL | NULL | OPERATING
798 | Springbrook HS | K82758 | 99164 | Misc - Air Scrubbers | PRICE | TAG:RAP-600 | M-AIRSCRU | 1731309-001-020 | NULL | NULL | OPERATING
798 | Springbrook HS | K82759 | 99165 | Misc - Air Scrubbers | PRICE | TAG:RAP-600 | M-AIRSCRU | 1731309-001-002 | NULL | NULL | OPERATING
798 | Springbrook HS | K82760 | 99166 | Misc - Air Scrubbers | PRICE | TAG:RAP-600 | M-AIRSCRU | 1731309-001-001 | NULL | NULL | OPERATING
798 | Springbrook HS | K82761 | 99167 | Misc - Air Scrubbers | PRICE | TAG:RAP-600 | M-AIRSCRU | 1731309-001-041 | NULL | NULL | OPERATING
798 | Springbrook HS | K82762 | 99197 | Misc - Air Scrubbers | PRICE | TAG:RAP-600 | M-AIRSCRU | 1731309-001-043 | NULL | NULL | OPERATING
798 | Springbrook HS | K82763 | 99198 | Misc - Air Scrubbers | PRICE | TAG:RAP-600 | M-AIRSCRU | 1731309-001-013 | NULL | NULL | OPERATING
798 | Springbrook HS | K82764 | 99199 | Misc - Air Scrubbers | PRICE | TAG:RAP-600 | M-AIRSCRU | 1731309-001-014 | NULL | NULL | OPERATING
798 | Springbrook HS | K82772 | 99201 | Misc - Air Scrubbers | PRICE | TAG:RAP-600 | M-AIRSCRU | 1731309-001-036 | NULL | NULL | OPERATING
798 | Springbrook HS | D59875 | 55920 | BLDSERV-CLEANER UPRIGHT | KARCHER | CW50 | CE-VACUPRIGHT | 151226 | NULL | NULL | OPERATING
798 | Springbrook HS | E48036 | 56118 | BLDSERV-CLEANER UPRIGHT | WINDSOR | XP18 | CE-VACUPRIGHT | R61005210 | NULL | NULL | OPERATING
798 | Springbrook HS | 110068604 | 66963 | BMS (EMS) - Panel | FIELD COMMMANDER | MASTER PANEL | B-PANL | NULL | 41135 | BSM OFFICE | OPERATING
798 | Springbrook HS | F46896 | 56419 | Custodial - Vacuum, Walk Bhnd Gas | BILLY GOAT | KV650H | CE-VACWALKBND | 81511112 | NULL | at school | OPERATING
798 | Springbrook HS | F51336 | 61278 | Aud Vis - LCD Projector | PANASONIC | PTLB75NTU | AV-LCDPRJ | SD9130011 | NULL | NULL | OPERATING
798 | Springbrook HS | G75750 | 77037 | Fleet - Golf Cart | CLUB CAR | CLU-59-1506 | F-GLFCRT | RG1131-210863 | NULL | NULL | OPERATING
798 | Springbrook HS | G30578 | 77105 | Aud Vis - Camera - Digital | REBEL | T5 | AV-CAMERAD | 232074056995 | NULL | NULL | OPERATING
798 | Springbrook HS | H22521 | 77106 | Aud Vis - LCD Projector | EPSON | PL965H | AV-LCDPRJ | VSAK6200037 | NULL | NULL | OPERATING
798 | Springbrook HS | H22524 | 77164 | Aud Vis - LCD Projector | EPSON | PL965H | AV-LCDPRJ | VSAK6201289 | NULL | NULL | OPERATING
798 | Springbrook HS | H22525 | 77198 | Aud Vis - LCD Projector | EPSON | PL965H | AV-LCDPRJ | VSAK6201324 | NULL | NULL | OPERATING
798 | Springbrook HS | C67966 | 63604 | Kitchen - Counter | DELFLD | KC36 | K-COUNTER | 62566605M | NULL | NULL | OPERATING
798 | Springbrook HS | C67981 | 63605 | Kitchen - Counter | DELFLD | KC74 | K-COUNTER | 62566603M | NULL | NULL | OPERATING
798 | Springbrook HS | C67984 | 63606 | Kitchen - Counter | DELFLD | KC36 | K-COUNTER | 62566617M | NULL | NULL | OPERATING
798 | Springbrook HS | C67986 | 63607 | Kitchen - Counter | DELFLD | KC60 | K-COUNTER | 62566620M | NULL | NULL | OPERATING
798 | Springbrook HS | C67989 | 63608 | Kitchen - Counter | DELFLD | KC50 | K-COUNTER | 62566619M | NULL | NULL | OPERATING
798 | Springbrook HS | C68061 | 63609 | Kitchen - Counter | DELFLD | KC36 | K-COUNTER | 62566612M | NULL | NULL | OPERATING
798 | Springbrook HS | C68065 | 63610 | Kitchen - Counter | DELFLD | KC36 | K-COUNTER | 62566611M | NULL | NULL | OPERATING
798 | Springbrook HS | C68070 | 63611 | Kitchen - Counter | DELFLD | KC36 | K-COUNTER | 62566606M | NULL | NULL | OPERATING
798 | Springbrook HS | C68071 | 74125 | Kitchen - Table - Cashier | DELFLD | KCS | K-TABLCASH | 62566604M | NULL | NULL | OPERATING
798 | Springbrook HS | G17400 | 74258 | Kitchen - Counter - Cool | IMBERA | VR06-06 | K-COUNTERCL | 654131205161 | NULL | NULL | OPERATING
798 | Springbrook HS | H31881 | 74271 | Aud Vis - LCD Projector | EPSON | PL965 | AV-LCDPRJ | VSAK5800232 | NULL | NULL | OPERATING
798 | Springbrook HS | G17183 | 74318 | Aud Vis - Camcorder | CANON | HFR52 | AV-CAMCDR | 762824003242 | NULL | NULL | OPERATING
798 | Springbrook HS | G17281 | 74398 | Custodial - Burnisher | ADV | 20XP | CE-BURNISHER | 3000161130 | NULL | NULL | OPERATING
798 | Springbrook HS | E06031 | 58367 | Aud Vis - Camera | PANASONIC | 5100HS | AV-CAMERA | 49200018 | NULL | NULL | OPERATING
798 | Springbrook HS | E06032 | 58368 | Aud Vis - Camera | PANASONIC | 5100HS | AV-CAMERA | 49200031 | NULL | NULL | OPERATING
798 | Springbrook HS | E06033 | 58369 | Aud Vis - Camera | PANASONIC | 5100HS | AV-CAMERA | 49200002 | NULL | NULL | OPERATING
798 | Springbrook HS | F70802 | 58592 | Aud Vis - Camera - Digital | CANON | REBEL XT1 | AV-CAMERAD | 4040603217 | NULL | NULL | OPERATING
798 | Springbrook HS | F74809 | 58599 | Aud Vis - Camera - Digital | CANON | A1S-3CCD | AV-CAMERAD | 892100510026 | NULL | NULL | OPERATING
798 | Springbrook HS | C67987 | 64055 | Kitchen - Counter - Hot | DELFLD | KH5 | K-COUNTERHT | 62566615M | NULL | NULL | OPERATING
798 | Springbrook HS | C68060 | 64056 | Kitchen - Counter - Hot | DELFLD | KH5NU | K-COUNTERHT | 62566610M | NULL | NULL | OPERATING
798 | Springbrook HS | C68066 | 64057 | Kitchen - Counter - Hot | DELFLD | KH5NU | K-COUNTERHT | 62566609M | NULL | NULL | OPERATING
798 | Springbrook HS | C68069 | 64058 | Kitchen - Counter - Hot | DELFLD | KH2NU | K-COUNTERHT | 62566601M | NULL | NULL | OPERATING
798 | Springbrook HS | C68081 | 64300 | Kitchen - Deep Fat Fryer | FRYMST | 350 | K-FAYFRYR | 9302IC0028 | NULL | NULL | OPERATING
798 | Springbrook HS | E06042 | 64324 | Kitchen - Deep Fat Fryer | FRYMST | FILTER | K-FAYFRYR | 9302IG0034 | NULL | NULL | OPERATING
798 | Springbrook HS | E06043 | 64325 | Kitchen - Deep Fat Fryer | FRYMST | 350 | K-FAYFRYR | 9302IC0030 | NULL | NULL | OPERATING
798 | Springbrook HS | E06045 | 74469 | Kitchen - Oven - Convection | VULCAN | SG22T | K-OVENCONV | 481011256 | NULL | NULL | OPERATING
798 | Springbrook HS | G09302 | 74663 | Kitchen - Food Warmer | VULCAN | 50VHFA18 | K-FOODWMR | 521013858 | NULL | NULL | OPERATING
798 | Springbrook HS | G74938 | 74708 | Custodial - Wet Dry | PRO TEAM | PROGUARD 20 | CE-WETDRY | 15131R0003 | NULL | NULL | OPERATING
798 | Springbrook HS | 110101760 | 78781 | Radon Mitigation System (Fan) | Radon Away | RP265 | M-RDNF | NULL | NULL | Roof Equipment | OPERATING
798 | Springbrook HS | 110101761 | 78782 | Radon Mitigation System (Fan) | Radon Away | RP265 | M-RDNF | NULL | NULL | Roof Equipment | OPERATING
798 | Springbrook HS | 110101762 | 78783 | Radon Mitigation System (Fan) | Radon Away | RP265 | M-RDNF | NULL | NULL | Roof Equipment | OPERATING
798 | Springbrook HS | 110101763 | 78784 | Radon Mitigation System (Fan) | Radon Away | RP265 | M-RDNF | NULL | NULL | Roof Equipment | OPERATING
798 | Springbrook HS | 110101764 | 78785 | Radon Mitigation System (Fan) | Radon Away | RP265 | M-RDNF | NULL | NULL | Roof Equipment | OPERATING
798 | Springbrook HS | 110101765 | 78786 | Radon Mitigation System (Fan) | Radon Away | RP265 | M-RDNF | NULL | NULL | Roof Equipment | OPERATING
798 | Springbrook HS | 110101766 | 78787 | Radon Mitigation System (Fan) | Radon Away | RP265 | M-RDNF | NULL | NULL | Roof Equipment | OPERATING
798 | Springbrook HS | 110101767 | 78788 | Radon Mitigation System (Fan) | Radon Away | RP265 | M-RDNF | NULL | NULL | Roof Equipment | OPERATING
798 | Springbrook HS | 110101768 | 78789 | Radon Mitigation System (Fan) | Radon Away | RP265 | M-RDNF | NULL | NULL | Roof Equipment | OPERATING
798 | Springbrook HS | 110101769 | 78790 | Radon Mitigation System (Fan) | Radon Away | RP265 | M-RDNF | NULL | NULL | Roof Equipment | OPERATING
798 | Springbrook HS | 110101770 | 78791 | Radon Mitigation System (Fan) | Radon Away | RP265 | M-RDNF | NULL | NULL | Roof Equipment | OPERATING
798 | Springbrook HS | 110101771 | 78792 | Radon Mitigation System (Fan) | Radon Away | RP265 | M-RDNF | NULL | NULL | Roof Equipment | OPERATING
798 | Springbrook HS | 110101772 | 78793 | Radon Mitigation System (Fan) | Radon Away | RP265 | M-RDNF | NULL | NULL | Roof Equipment | OPERATING
798 | Springbrook HS | 110101773 | 78794 | Radon Mitigation System (Fan) | Radon Away | RP265 | M-RDNF | NULL | NULL | Roof Equipment | OPERATING
798 | Springbrook HS | 110101774 | 78795 | Radon Mitigation System (Fan) | Radon Away | RP265 | M-RDNF | NULL | NULL | Roof Equipment | OPERATING
798 | Springbrook HS | 110101775 | 78796 | Radon Mitigation System (Fan) | Radon Away | RP265 | M-RDNF | NULL | NULL | Roof Equipment | OPERATING
798 | Springbrook HS | 110101776 | 78797 | Radon Mitigation System (Fan) | Radon Away | RP265 | M-RDNF | NULL | NULL | Roof Equipment | OPERATING
798 | Springbrook HS | 110101777 | 78798 | Radon Mitigation System (Fan) | Radon Away | RP265 | M-RDNF | NULL | NULL | Roof Equipment | OPERATING
798 | Springbrook HS | 110101779 | 78799 | Radon Mitigation System (Fan) | Radon Away | RP265 | M-RDNF | NULL | NULL | Roof Equipment | OPERATING
798 | Springbrook HS | 110120597 | 89246 | Misc - Orchestra Pit Net | INCORD | NULL | M-OPTNET | NULL | NULL | AUDITORIUM STAGE | OPERATING
798 | Springbrook HS | CO-798 | CO-798 | 2 Pipe , 1WCh , 1CT , EMS , RMD | NULL | NULL | NULL | NULL | NULL | NULL | OPERATING
798 | Springbrook HS | F21095 | 58817 | Aud Vis - LCD Projector | PANASONIC | PTF100NTU | AV-LCDPRJ | SD8230002 | NULL | NULL | OPERATING
798 | Springbrook HS | E08928 | 59056 | Aud Vis - LCD Projector | PANASONIC | PT-LC55U | AV-LCDPRJ | SB2630272 | NULL | NULL | OPERATING
798 | Springbrook HS | C67967 | 63800 | Kitchen - Counter - Cool | DELFLD | KCFT74 | K-COUNTERCL | 62566607M | NULL | NULL | OPERATING
798 | Springbrook HS | C67985 | 63801 | Kitchen - Counter - Cool | DELFLD | KCFT74 | K-COUNTERCL | 62566602M | NULL | NULL | OPERATING
798 | Springbrook HS | C67988 | 63802 | Kitchen - Counter - Cool | DELFLD | KCFT60 | K-COUNTERCL | 62566616M | NULL | NULL | OPERATING
798 | Springbrook HS | C68068 | 63803 | Kitchen - Counter - Cool | DELFLD | KCFT74 | K-COUNTERCL | 62566608M | NULL | NULL | OPERATING
798 | Springbrook HS | G30054 | 74759 | Aud Vis - Camcorder | CANON | HFR52 | AV-CAMCDR | 21762824002767 | NULL | NULL | OPERATING
798 | Springbrook HS | G13805 | 74934 | Custodial - Vacuum, Upright | SENSOR | SRXP18 | CE-VACUPRIGHT | A61024790 | NULL | NULL | OPERATING
798 | Springbrook HS | G30051 | 74936 | Aud Vis - Camcorder | CANON | HFR52 | AV-CAMCDR | 21762824002706 | NULL | NULL | OPERATING
798 | Springbrook HS | F69170 | 64240 | BLDSERV-CLEANER VAC UP/R | WINDSOR | SRXP18 | CE-VACUPRIGHT | Y61019355 | NULL | NULL | OPERATING
798 | Springbrook HS | E22706 | 59116 | Aud Vis - LCD Projector | PANASONIC | PT-LC56U | AV-LCDPRJ | SE3350222 | NULL | NULL | OPERATING
798 | Springbrook HS | E22718 | 59119 | Aud Vis - LCD Projector | PANASONIC | PT-LC56U | AV-LCDPRJ | SE3340036 | NULL | NULL | OPERATING
798 | Springbrook HS | E22726 | 59122 | Aud Vis - LCD Projector | PANASONIC | PT-LC56U | AV-LCDPRJ | SE3340154 | NULL | NULL | OPERATING
798 | Springbrook HS | E31104 | 59156 | Aud Vis - LCD Projector | PANASONIC | PT-LC55U | AV-LCDPRJ | SC3110032 | NULL | NULL | OPERATING
798 | Springbrook HS | E31105 | 59157 | Aud Vis - LCD Projector | PANASONIC | PT-LC55U | AV-LCDPRJ | SC3110026 | NULL | NULL | OPERATING
798 | Springbrook HS | E31106 | 59158 | Aud Vis - LCD Projector | PANASONIC | PT-LC55U | AV-LCDPRJ | SC3110028 | NULL | NULL | OPERATING
798 | Springbrook HS | E31107 | 59159 | Aud Vis - LCD Projector | PANASONIC | PT-LC55U | AV-LCDPRJ | SC2650132 | NULL | NULL | OPERATING
798 | Springbrook HS | C67969 | 64356 | Kitchen - Fire Extingusher System | ANSUL | R102 | K-FIREEXTSYS | 363164 | NULL | NULL | OPERATING
798 | Springbrook HS | C67990 | 64397 | Kitchen - Food Warmer | METRO | C199 | K-FOODWMR | 798-724 | NULL | NULL | OPERATING
798 | Springbrook HS | C68067 | 64398 | Kitchen - Food Warmer | METRO | C199 | K-FOODWMR | 798-723 | NULL | NULL | OPERATING
798 | Springbrook HS | D22379 | 64407 | Kitchen - Food Warmer | CRESCO | 120 | K-FOODWMR | 798-023 | NULL | NULL | OPERATING
798 | Springbrook HS | E68812 | 64424 | Kitchen - Food Warmer | NA | NA | K-FOODWMR | 617347 | NULL | NULL | OPERATING
798 | Springbrook HS | E68813 | 64425 | Kitchen - Food Warmer | WARM CABINET | PASS | K-FOODWMR | 617528-2 | NULL | NULL | OPERATING
798 | Springbrook HS | G09382 | 64471 | Kitchen - Food Warmer | VULCAN | 50VHFA18 | K-FOODWMR | 521013858 | NULL | NULL | OPERATING
798 | Springbrook HS | G17280 | 75028 | Custodial - Burnisher | ADV | 20XP | CE-BURNISHER | 3000161132 | NULL | NULL | OPERATING
798 | Springbrook HS | G30052 | 75196 | Aud Vis - Camcorder | CANON | HFR52 | AV-CAMCDR | 21762824002694 | NULL | NULL | OPERATING
798 | Springbrook HS | E06044 | 75263 | Kitchen - Oven - Convection | VULCAN | SG22T | K-OVENCONV | 481011255 | NULL | NULL | OPERATING
798 | Springbrook HS | G30050 | 75282 | Aud Vis - Camcorder | CANON | HFR52 | AV-CAMCDR | 21762824002562 | NULL | NULL | OPERATING
798 | Springbrook HS | E99088 | 53904 | Custodial - Buffer, High Speed | POWRFLITE | M201HD-3 | CE-BUFFER | D15527 | NULL | NULL | OPERATING
798 | Springbrook HS | E68476 | 54043 | Custodial - Buffer, High Speed | POWRFLITE | M2000 | CE-BUFFER | B9995 | NULL | NULL | OPERATING
798 | Springbrook HS | F92993 | 55147 | Custodial - Extractor | VIPER | SL1610SE | CE-EXTRACTOR | 44211 | NULL | NULL | OPERATING
798 | Springbrook HS | E52662 | 64700 | Kitchen - Milk Cool | BEVERAGE AIR | STF58 | K-MLKCLR | 7203631 | NULL | NULL | OPERATING
798 | Springbrook HS | F61604 | 64761 | Kitchen - Milk Cool | BEVAIR | STF58 | K-MLKCLR | 9707723 | NULL | NULL | OPERATING
798 | Springbrook HS | C68074 | 64989 | Kitchen - Oven - Convection | VULCAN | SG22B | K-OVENCONV | 481011258 | NULL | NULL | OPERATING
798 | Springbrook HS | C68075 | 64990 | Kitchen - Oven - Convection | VULCAN | SG22T | K-OVENCONV | 481011256 | NULL | NULL | OPERATING
798 | Springbrook HS | C68076 | 64991 | Kitchen - Oven - Convection | VULCAN | SG22B | K-OVENCONV | 48101125T | NULL | NULL | OPERATING
798 | Springbrook HS | C68077 | 64992 | Kitchen - Oven - Convection | VULCAN | SG22T | K-OVENCONV | 481011255 | NULL | NULL | OPERATING
798 | Springbrook HS | E06117 | 54644 | BLDSERV-BATTERY-SCRUBBER | NOBLES | 608622 | CE-SCRUBBER | 2430408HJT | NULL | NULL | OPERATING
798 | Springbrook HS | RF798-0595 | 25983 | Roof Warranty - 798 | Schuller | NULL | R-ROOF | ANB0112498 | 42138 | NULL | OPERATING
798 | Springbrook HS | E95686 | 60121 | Aud Vis - LCD Projector | Panasonic | PT-LB50SU | AV-LCDPRJ | SC7350135 | NULL | NULL | OPERATING
798 | Springbrook HS | E95687 | 60122 | Aud Vis - LCD Projector | Panasonic | PT-LB50SU | AV-LCDPRJ | SC7350219 | NULL | NULL | OPERATING
798 | Springbrook HS | E95688 | 60123 | Aud Vis - LCD Projector | Panasonic | PT-LB50SU | AV-LCDPRJ | SC7350278 | NULL | NULL | OPERATING
798 | Springbrook HS | E95689 | 60124 | Aud Vis - LCD Projector | Panasonic | PT-LB50SU | AV-LCDPRJ | SC7350162 | NULL | NULL | OPERATING
798 | Springbrook HS | E95690 | 60125 | Aud Vis - LCD Projector | Panasonic | PT-LB50SU | AV-LCDPRJ | SC7350287 | NULL | NULL | OPERATING
798 | Springbrook HS | 798-LGHTINT | 798-LGHTINT | Lighting, Interior System | NULL | NULL | E-LIGHTINT | NULL | NULL | NULL | OPERATING
798 | Springbrook HS | 798-P-FIXT | 798-P-FIXT | Plumbing, Fixtures System | NULL | NULL | P-FIXT | NULL | NULL | NULL | OPERATING
798 | Springbrook HS | 798-P-OTH | 798-P-OTH | Plumbing, Other System | NULL | NULL | P-OTH | NULL | NULL | NULL | OPERATING
798 | Springbrook HS | 798-P-PIPE | 798-P-PIPE | Plumbing, Pipes System | NULL | NULL | P-PIPE | NULL | NULL | NULL | OPERATING
798 | Springbrook HS | 798-PARK | 798-PARK | Parking Lot System | NULL | NULL | G-PARK | NULL | NULL | NULL | OPERATING
798 | Springbrook HS | 798-PLGPAD | 798-PLGPAD | Playground Pad System | NULL | NULL | G-PLGPAD | NULL | NULL | NULL | OPERATING
798 | Springbrook HS | 798-PUBADS | 798-PUBADS | Public Address System | NULL | NULL | M-PUBADS | NULL | NULL | NULL | OPERATING
798 | Springbrook HS | 798-RDNMSYS | 798-RDNMSYS | Radon Mitigation System | NULL | NULL | M-RDNF | NULL | NULL | NULL | OPERATING
798 | Springbrook HS | 798-REFUSE | 798-REFUSE | Special Refuse Pickup | NULL | NULL | G-GROUNDS | NULL | NULL | NULL | OPERATING
798 | Springbrook HS | 798-ROOF | 798-ROOF | Roof Systems | NULL | NULL | R-ROOF | NULL | NULL | NULL | OPERATING
798 | Springbrook HS | 798-ROOMS | 798-ROOMS | Interior Rooms | NULL | NULL | BLD-ROOM | NULL | NULL | NULL | OPERATING
798 | Springbrook HS | 798-SECCAM | 798-SECCAM | Security Camera Systems | NULL | NULL | E-SECURITY | NULL | NULL | NULL | OPERATING
798 | Springbrook HS | 798-SECSYS | 798-SECSYS | Security Systems | NULL | NULL | E-SECURITY | NULL | NULL | NULL | OPERATING
798 | Springbrook HS | 798-SPRNK | 798-SPRNK | Plumbing, Sprinkler Systems | NULL | NULL | P-SPRNK | NULL | NULL | NULL | OPERATING
798 | Springbrook HS | 798-STAGRIG | 798-STAGRIG | Stage Rigging System | NULL | NULL | M-STAGRIG | NULL | NULL | NULL | OPERATING
798 | Springbrook HS | 798-STAIR | 798-STAIR | Stair Systems | NULL | NULL | BLD-STAIR | NULL | NULL | NULL | OPERATING
798 | Springbrook HS | 798-STAT | 798-STAT | Thermostat System | NULL | NULL | H-STAT | NULL | NULL | NULL | OPERATING
798 | Springbrook HS | 798-UST | 798-UST | GROUNDS - Underground Storage Tank | NULL | NULL | G-UST | NULL | NULL | NULL | OPERATING
798 | Springbrook HS | 798-WALLEXT | 798-WALLEXT | Wall, Exterior Building System | NULL | NULL | BLD-WALLEXT | NULL | NULL | NULL | OPERATING
798 | Springbrook HS | 798-WALLINT | 798-WALLINT | Wall, Interior Building System | NULL | NULL | BLD-WALLINT | NULL | NULL | NULL | OPERATING
798 | Springbrook HS | 798-WALLOTH | 798-WALLOTH | Wall, Other Building System | NULL | NULL | BLD-WALLOTH | NULL | NULL | NULL | OPERATING
798 | Springbrook HS | 798-WINDOW | 798-WINDOW | Window Systems | NULL | NULL | BLD-WINDOW | NULL | NULL | NULL | OPERATING
798 | Springbrook HS | 798-CONCRTE | 798-CONCRTE | Concrete System | NULL | NULL | G-CONCRETE | NULL | NULL | NULL | OPERATING
798 | Springbrook HS | 798-DOOREXT | 798-DOOREXT | Door, Exterior System | NULL | NULL | BLD-DOOREXT | NULL | NULL | NULL | OPERATING
798 | Springbrook HS | 798-DOORINT | 798-DOORINT | Door, Interior System | NULL | NULL | BLD-DOORINT | NULL | NULL | NULL | OPERATING
798 | Springbrook HS | 798-ELECBLD | 798-ELECBLD | Electrical, Building System | NULL | NULL | E-ELECBLD | NULL | NULL | NULL | OPERATING
798 | Springbrook HS | 798-ELECOTH | 798-ELECOTH | Electrical, Other System | NULL | NULL | E-ELECOTH | NULL | NULL | NULL | OPERATING
798 | Springbrook HS | 798-EMS | 798-EMS | EMS - Energy Management | NULL | NULL | M-EMS | NULL | NULL | NULL | OPERATING
798 | Springbrook HS | 798-EQPSM | 798-EQPSM | Small Equipment | NULL | NULL | M-EQPSM | NULL | NULL | NULL | OPERATING
798 | Springbrook HS | 798-FENCE | 798-FENCE | Fencing System | NULL | NULL | G-FENCE | NULL | NULL | NULL | OPERATING
798 | Springbrook HS | 798-FIRALRM | 798-FIRALRM | Fire Alarm System | NULL | NULL | L-FIREALARM | NULL | NULL | NULL | OPERATING
798 | Springbrook HS | 798-FIREXTN | 798-FIREXTN | Fire Extinguisher System | NULL | NULL | L-FIREXTN | NULL | NULL | NULL | OPERATING
798 | Springbrook HS | 798-FLLAMP | 798-FLLAMP | Fluorescent Lamp Systems | NULL | NULL | E-FLLAMP | NULL | NULL | NULL | OPERATING
798 | Springbrook HS | 798-FLRCARP | 798-FLRCARP | Floor, Carpet System | NULL | NULL | BLD-FLRCARP | NULL | NULL | NULL | OPERATING
798 | Springbrook HS | 798-FLROTH | 798-FLROTH | Floor, Other System | NULL | NULL | BLD-FLROTH | NULL | NULL | NULL | OPERATING
798 | Springbrook HS | 798-FLRTERZ | 798-FLRTERZ | Floor, Terrazo System | NULL | NULL | BLD-FLRTERZ | NULL | NULL | NULL | OPERATING
798 | Springbrook HS | 798-FLRTILE | 798-FLRTILE | Floor, Tile System | NULL | NULL | BLD-FLRTILE | NULL | NULL | NULL | OPERATING
798 | Springbrook HS | 798-FLRWOOD | 798-FLRWOOD | Floor, Wood System | NULL | NULL | BLD-FLRWOOD | NULL | NULL | NULL | OPERATING
798 | Springbrook HS | 798-FURN | 798-FURN | Furniture | NULL | NULL | BLD-FURN | NULL | NULL | NULL | OPERATING
798 | Springbrook HS | 798-GRETP | 798-GRETP | Grease Traps | NULL | NULL | P-GRETP | NULL | NULL | NULL | OPERATING
798 | Springbrook HS | 798-GROUNDS | 798-GROUNDS | Grounds Systems | NULL | NULL | G-GROUNDS | NULL | NULL | NULL | OPERATING
798 | Springbrook HS | 798-HVAC | 798-HVAC | HVAC System | NULL | NULL | H-HVAC | NULL | NULL | NULL | OPERATING
798 | Springbrook HS | 798-INSLTN | 798-INSLTN | Insulation System | NULL | NULL | BLD-INSLTN | NULL | NULL | NULL | OPERATING
798 | Springbrook HS | 798-KITCHEQ | 798-KITCHEQ | Kitchen Equipment | NULL | NULL | K-EQP | NULL | NULL | NULL | OPERATING
798 | Springbrook HS | 798-LCKRCOR | 798-LCKRCOR | Locker, Corridor System | NULL | NULL | BLD-LOCKERCOR | NULL | NULL | NULL | OPERATING
798 | Springbrook HS | 798-LCKROTH | 798-LCKROTH | Locker, Other System | NULL | NULL | BLD-LOCKEROTH | NULL | NULL | NULL | OPERATING
798 | Springbrook HS | 798-LGHTEXT | 798-LGHTEXT | Lighting, Exterior System | NULL | NULL | E-LIGHTEXT | NULL | NULL | NULL | OPERATING
798 | Springbrook HS | 110024720 | 20754 | Electric - Transformer | Square D | NULL | E-TRANS | NONE | NULL | Room By Auditorium, Stage | OPERATING
798 | Springbrook HS | 110024732 | 20755 | Electric - Transformer | Square D | 1000T77H | E-TRANS | 36949-17512-010 | NULL | Room By Auditorium, Stage | OPERATING
798 | Springbrook HS | 110024757 | 20756 | Electric - Transformer | Square D | 34349-17212-064 | E-TRANS | NONE | NULL | Roof, Lower, Second Floor W | OPERATING
798 | Springbrook HS | 110024974 | 20757 | Electric - Transformer | Square D | 75T3H | E-TRANS | 34349-17212-064 | NULL | Outside, Concession Stand | OPERATING
798 | Springbrook HS | 110024685 | 20759 | Elevator - Handicaped | Porch Lift | NULL | EL-ELEV-HC | NONE | NULL | Girls Locker Room | OPERATING
798 | Springbrook HS | 110024590 | 20761 | HVAC - Ahu Package Unit Electric | Trane | TCD075C400AA | H-ACPUE | H15144105D | NULL | Roof, Upper Se | OPERATING
798 | Springbrook HS | 110024593 | 20762 | HVAC - Ahu Package Unit Electric | Trane | PCCB-DBAABCD0AA0C0HA0000000A00AA00000AA00000000000 | H-ACPUE | K93G45934 | NULL | Roof, Upper N | OPERATING
798 | Springbrook HS | 110024595 | 20763 | HVAC - Ahu Package Unit Electric | Trane | TCD075C400AA | H-ACPUE | H15143117D | NULL | Roof, Upper Ne | OPERATING
798 | Springbrook HS | 110024599 | 20764 | HVAC - Ahu Package Unit Electric | Trane | TCD075C400AA | H-ACPUE | H17143114D | NULL | Roof, Upper Ne | OPERATING
798 | Springbrook HS | 110024600 | 20765 | HVAC - Ahu Package Unit Electric | Trane | TC060C400AA | H-ACPUE | H171431090 | NULL | Roof, Upper E | OPERATING
798 | Springbrook HS | 110024603 | 20766 | HVAC - Ahu Package Unit Electric | Trane | PCCB-B0AABCB0AA0C0GA0000000A00AA00000AA00A00000000 | H-ACPUE | K93K70227 | NULL | Roof, Upper W | OPERATING
798 | Springbrook HS | 110024610 | 20767 | HVAC - Ahu Package Unit Electric | Trane | TCD102B400BA | H-ACPUE | H17143240D | NULL | Roof, Upper Sw | OPERATING
798 | Springbrook HS | 110024612 | 20768 | HVAC - Ahu Package Unit Electric | Trane | TCD075C400AA | H-ACPUE | H161439370 | NULL | Roof, Upper S | OPERATING
798 | Springbrook HS | 110024619 | 20769 | HVAC - Ahu Package Unit Electric | Trane | TCD075C400AA | H-ACPUE | H17143113D | NULL | Roof, Upper S | OPERATING
798 | Springbrook HS | 110024635 | 20770 | HVAC - Ahu Package Unit Electric | Trane | PCCB-ADAABCB0AA0C0FA0000000A00AA00000AA00A00000000 | H-ACPUE | K93G45935 | NULL | Roof, Upper E | OPERATING
798 | Springbrook HS | F46799 | 55736 | Custodial - Leaf Blower | ECHO | PB500T | CE-LEAFBLOWER | P31212032223 | NULL | NULL | OPERATING
798 | Springbrook HS | F46800 | 55737 | Custodial - Leaf Blower | ECHO | PB500T | CE-LEAFBLOWER | P31212026431 | NULL | NULL | OPERATING
798 | Springbrook HS | C68093 | 65870 | Plumb - Double Sink | NULL | NULL | P-SINK2 | 798-718 | NULL | NULL | OPERATING
798 | Springbrook HS | C67978 | 65953 | Plumb - Triple Sink | NULL | NULL | P-SINK3 | 798-727 | NULL | NULL | OPERATING
798 | Springbrook HS | 110066055 | 70952 | Plumb - Water Heaters Gas | HYDROJET | D-80T1993N | P-DOMHWHG | FH12332239 | NULL | B114 | OPERATING
798 | Springbrook HS | 110066056 | 71114 | Plumb - Water Heaters Gas | STATE | SBD100390NEA118 | P-DOMHWHG | 1538M000693 | 43434 | B114 Boiler Room | OPERATING
798 | Springbrook HS | J02337 | 80409 | Kitchen - Vent Hood | NULL | NULL | K-VENTHD | NULL | NULL | KITCHEN | OPERATING